## Introduction
The VA Pathways Dominion VCEA Savings Model is a user-friendly, evidence-based tool for considering how Dominion Energy Virginia could implement different combinations of common utility energy efficiency programs to meet its statutory energy efficiency obligations under the Virginia Clean Economy Act (“VCEA”). The tool asks users to select different penetration rates (zero, low, medium, high) for 11 “base” program types and three income-eligible program types. The base programs were defined based on a review of the common types of programs that utilities use to achieve the majority of their reported savings, and penetration rates are based on actual reported results for 2018 for 12 comparison utilities in the Southeast, Midwest, and mid-Atlantic regions. The tool allows users to select start and end years for each base program, as well as the ramp up rate (number of years required) to achieve savings at the selected penetration rate. The model will calculate expected costs based on the weighted average costs for all of the comparison utility programs that were mapped into the model’s base programs. It will also calculate both incremental annual and total annual savings for each base program and for the portfolio as a whole. Dominion’s “Category 1” programs were also mapped to the base programs (See Tab “Cat 1 Savings”), thus the model illustrates the combined total savings and costs for Dominion’s Category 1 programs and the additional programs indicated by the user for each base program. Category 1 programs include all Dominion energy efficiency programs approved by the State Corporation Commission through 2020. Users can create different scenarios using the tab labeled “Inputs – Start Here” and can see how the total annual savings for each scenario either exceed, meet, or fall short of the VCEA targets, including the requirement that 15% of portfolio spending be directed towards programs for low-to-moderate income (LMI) customers (note that due to the relative scarcity of designated moderate income programs in comparison utility portfolios, the cost and savings in this category are all based on reported low-income program results).

## Definitions
Definitions
Total annual savings (MWh) | The savings in a particular year from new measures installed in that year plus the savings still persisting from measures installed in prior years.
Incremental annual savings (MWh) | The annual savings from equipment installed or activities conducted in a given year, or the difference between the energy use of the measure in that year and the energy use of the measure they are replacing (i.e., the baseline). First-year savings do not include savings from measures installed in earlier years that are still in place.
First year savings (MWh) | Savings achieved by a program during its first year of implementation.
Max savings (MWh) | Total annual savings achieved by a program when the program is fully implemented.
Ramp up period (years) | Period of time a program requires to reach the full incremental annual savings level for the selected level of penetration.
Ramp up year (options) | 1
2
3
4
5
Average useful measure life (years) | The median length of time that the energy efficiency measures within a program category are functional and saving energy, weighted for the quantity of each measure, based on reported data for comparison utility EE portfolios.
Level of penetration | The level of uptake of a program, represented by a percent of Dominion’s sector sales, determined based on the savings levels of similar program types that were implemented by comparison utilities.
Level of penetration (options) | ZERO
LOW
MED
HIGH
Program life | Number of years a new program will achieve incremental annual savings.
Program start year | First year of a new program.
Program end year | Final year of a new program.
Cost ($/MWh) | First year cost per MWh saved, determined for each program type based on reported data by comparison utilities.
List of Base Programs - Programs from comparision utilities and Dominion "Category I" programs are all mapped to these "Base Programs" which were determined based on the program types that typically provide the bulk of reported utility energy efficiency savings
Residential appliances and lighting | Historically dominated by retail lighting promotions, though savings from appliance rebates are typically included in this program category. Realistically, savings from standard screw-base LED products should be negligible after 2022 based on market transformation and likely implementation of federal standards.
Residential HVAC | Includes heating/cooling, hot water, smart thermostats.
Residential whole house-retrofit | Includes a range of program types from walk-through audit/direct install programs to comprehensive, multi-measure retrofit programs.
Residential new construction | Includes a variety of program types aimed at improving the efficiency of new homes, ranging from promotion of specific measures to comprehensive whole-home modeled efficiency criteria, such as ENERGY STAR®.
Multifamily | Includes cross-cutting residential and commercial; market rate multifamily.
LMI Programs | Includes low-income single family, low-income multifamily, and low-income low cost (such as LED or EE kits distributed through food banks and other avenues).
Residential behavioral | Most commonly based on savings that occur across a large number of customers who receive mailed or emailed "Home Energy Reports" intended to provide information and motivation for customers to take actions to reduce their energy use.
Non-residential prescriptive | Includes lighting, HVAC, refrigeration, motors, commercial kitchen equipment, and other common energy consuming equipment. Can be downstream (rebate to customer) or midstream/upstream (rebates and other support to wholesalers and manufacturers).
Non-residential custom | Applies to similar end uses as non-residential prescriptive, but for non-standard projects and equipment types that are customized for the application at relatively lower volumes. Can also apply to operational efficiency in addition to efficiency that results from capital investments.
Non-residential new construction | Provides design support, building energy use criteria, and/or incentives for specific high efficiency end use equipment when non-residential buildings are designed and constructed, thereby reducing the amount of energy they will need.
Non-residential small business | Often known as small business direct install, these programs typically rely on trade allies to conduct building assessments and identify equipment upgrade options for facilities whose annual energy and/or demand is below a certain threshold, such that they would not be expected to have energy management capability on staff. Programs often focus on lighting efficiency but can also address HVAC and other end uses.
Large energy users | Programs for large energy users are conceived as account management/relationship based long term engagements that often include support for energy management plans that include both operational efficiency and capital equipment investments. Large energy users are often addressed through Strategic Energy Management ("SEM") initiatives that may involve program support for designated energy managers and peer cohorts among other initiatives.

## Inputs- Start Here
Instructions
1. Select a penetration rate in Column B
2. Select a ramp up year in Column C
3. Enter a start year and an end year in Columns D and E
4. Repeat process for each base program
Refer to the user manual for more info
Inputs - Start Here
| Penetration rate | Ramp up years | Start year | End year
Residential appliances and lighting | MED | 2 | 2022 | 2023
Residential HVAC | MED | 4 | 2022 | 2030
Residential whole house-retrofit | MED | 4 | 2022 | 2030
Residential new construction | MED | 4 | 2024 | 2030
Multifamily | MED | 4 | 2022 | 2030
Residential behavioral | MED | 4 | 2022 | 2030
Non-residential prescriptive | HIGH | 4 | 2022 | 2030
Non-residential custom | LOW | 4 | 2022 | 2030
Non-residential new construction | LOW | 4 | 2022 | 2030
Non-residential small business | HIGH | 4 | 2022 | 2030
Large energy users | MED | 4 | 2023 | 2030
LMI Programs:
Low-income multifamily | HIGH | 2 | 2022 | 2030
Low-income single family | HIGH | 2 | 2022 | 2030
Low-income low-cost | HIGH | 2 | 2022 | 2030
Outputs | 2020 | 2021 | 2022 | 2023 | 2024 | 2025
Total Incremental annual savings | 0.2255% | 0.06872% | 0.8038% | 1.05% | 1.245% | 1.418%
Total annual savings as a % of 2019 Retail Sales | 1.339% | 1.408% | 2.212% | 3.184% | 4.294% | 5.518%
VCEA Savings Targets | - | - | 1.25% | 2.5% | 3.75% | 5%
Target met? | - | - | Yes | Yes | Yes | Yes
LMI 15% cost requirement met? |  |  | Yes | Yes | Yes | Yes
LMI total annual savings as a % of total portfolio savings | 2.206% | 2.554% | 6.034% | 8.605% | 10.54% | 11.28%
Note: Incremental annual savings will turn red above 2% to reflect the fact that this is a level of savings not currently achieved by comparison utilities

## Savings Output
| 2020 | 2021 | 2022 | 2023 | 2024 | 2025 | 2026 | 2027 | 2028 | 2029 | 2030 | 2031 | Current Scenario 2025 % of Portfolio Savings
Residential appliances and lighting
Residential appliances and lighting | 259170.6666 | 270477.8155 | 471421.5443 | 577620.2443 | 631139.9768 | 639401.4714 | 648688.9794 | 654017.7478 | 659621.8146 | 664799.2591 | 669851.0818 | 674784.418
Incremental annual savings | 55387.3709 | 11307.1489 | 200943.7288 | 106198.7 | 53519.7325 | 8261.4946 | 9287.508 | 5328.7684 | 5604.0668 | 5177.4445 | 5051.8227 | 4933.3363 | 0.8325%
Residential HVAC
Residential HVAC | 1593.5974 | 6243.8028 | 20272.8682 | 40117.6269 | 66291.6889 | 96652.0862 | 131367.5655 | 166077.5139 | 200777.571 | 235469.0584 | 235703.7615 | 235932.9728
Incremental annual savings | 1593.5973 | 4650.2054 | 14029.0654 | 19844.7587 | 26174.0621 | 30360.3973 | 34715.4792 | 34709.9484 | 34700.0571 | 34691.4874 | 234.7031 | 229.2113 | 3.059%
Residential whole house-retrofit
Residential whole house-retrofit | 58421.9704 | 66309.8046 | 90402.5004 | 123962.5145 | 154446.2606 | 183899.3887 | 217832.8185 | 252181.0569 | 288148.0112 | 322817.1386 | 319926.9549 | 315962.5012
Incremental annual savings | 4847.1455 | 7887.8342 | 24092.6958 | 33560.0141 | 30483.7461 | 29453.1281 | 33933.4298 | 34348.2384 | 35966.9544 | 34669.1274 | -2890.1837 | -3964.4537 | 2.968%
Residential new construction
Residential new construction | 0 | 4504.1879 | 14094.8162 | 25339.3612 | 39553.5871 | 55729.1582 | 67248.2336 | 75387.2844 | 85242.8244 | 95078.8981 | 95623.3145 | 96154.9536
Incremental annual savings | 0 | 4504.1879 | 9590.6283 | 11244.545 | 14214.226 | 16175.571 | 11519.0754 | 8139.0508 | 9855.5401 | 9836.0737 | 544.4164 | 531.6391 | 1.63%
Multifamily
Multifamily | 0 | 5776.113 | 23202.2495 | 46072.3742 | 71838.3168 | 100500.0786 | 123508.7369 | 139743.4112 | 155948.8087 | 172129.5966 | 172848.9398 | 173552.1545
Incremental annual savings | 0 | 5776.113 | 17426.1365 | 22870.1247 | 25765.9426 | 28661.7617 | 23008.6583 | 16234.6743 | 16205.3975 | 16180.7879 | 719.3432 | 703.2146 | 2.888%
LMI Programs
LMI Programs | 20675.3707 | 25165.7504 | 93412.2378 | 191812.3731 | 316752.4998 | 435813.2457 | 553828.4754 | 672691.902 | 791762.693 | 911404.079 | 911201.0996 | 859840.669
Incremental annual savings | 1485.1151 | 4490.3797 | 68246.4874 | 98400.1354 | 124940.1267 | 119060.7459 | 118015.2297 | 118863.4266 | 119070.791 | 119641.386 | -202.9794 | -144.67 | 12%
Residential behavioral
Residential behavioral | 50809.7839 | 49024.8146 | 99948.0167 | 137526.2815 | 175316.6206 | 227280.6887 | 266219.7743 | 262844.2365 | 259698.4464 | 256764.7305 | 50809.7839 | 49024.8146
Incremental annual savings | 50809.7839 | -1784.9693 | 50923.2021 | 91877.0048 | 132813.134 | 187710.9179 | 215409.9904 | 213819.4219 | 214049.1696 | 214261.2439 | 11240.0131 | -1784.9693 | 18.91%
Non-residential prescriptive
Non-residential prescriptive | 348716.6314 | 351035.4148 | 464398.8793 | 678621.5198 | 949932.0992 | 1276004.1773 | 1694469.5019 | 2121960.8287 | 2571241.6626 | 3036048.0403 | 2988649.8394 | 2980809.8847
Incremental annual savings | 18559.4813 | 2318.7834 | 113363.4645 | 214222.6405 | 271310.5795 | 326072.0781 | 418465.3246 | 427491.3267 | 449280.834 | 464806.3777 | -47398.201 | -7839.9547 | 32.86%
Non-residential custom
Non-residential custom | 116543.6668 | 99286.7851 | 98616.3537 | 118023.8213 | 148618.8795 | 190746.0012 | 242594.7664 | 294443.5317 | 346292.2969 | 398141.0621 | 398141.0621 | 398141.0621
Incremental annual savings | -3767.6582 | -17256.8817 | -670.4314 | 19407.4676 | 30595.0582 | 42127.1217 | 51848.7652 | 51848.7652 | 51848.7652 | 51848.7652 | 0 | 0 | 4.245%
Non-residential new construction
Non-residential new construction | 0 | 564.0856 | 9113.9326 | 24775.9367 | 48013.0563 | 77415.078 | 107712.9892 | 134633.5707 | 161548.1718 | 188457.5094 | 188656.3232 | 188851.5404
Incremental annual savings | 0 | 564.0856 | 8549.847 | 15662.0042 | 23237.1195 | 29402.0217 | 30297.9113 | 26920.5815 | 26914.601 | 26909.3376 | 198.8138 | 195.2171 | 2.963%
Non-residential small business
Non-residential small business | 81461.2675 | 107110.691 | 163296.8709 | 246299.3893 | 351846.1974 | 479567.0743 | 627968.9045 | 772017.8186 | 916031.0183 | 1060013.599 | 1061134.5134 | 1061816.8131
Incremental annual savings | 28917.5018 | 25649.4235 | 56186.1799 | 83002.5184 | 105546.8081 | 127720.8769 | 148401.8302 | 144048.9141 | 144013.1997 | 143982.5807 | 1120.9144 | 682.2997 | 12.87%
Large energy users
Large energy users | 0 | 0 | 0 | 18968.3531 | 52162.9709 | 99583.8536 | 161231.001 | 237104.4133 | 312977.8255 | 388851.2377 | 369882.8847 | 336688.2668
Incremental annual savings | 0 | 0 | 0 | 18968.3531 | 33194.6179 | 47420.8827 | 61647.1474 | 75873.4122 | 75873.4122 | 75873.4122 | 0 | 0 | 4.778%
Total annual savings | 937392.9546 | 985499.2653 | 1548180.2695 | 2229139.7958 | 3005912.154 | 3862592.3019 | 4842671.7467 | 5783103.3155 | 6749291.1444 | 7729974.2089 | 7462429.5587 | 7371560.0507
Total Incremental annual savings | 157832.3377 | 48106.3107 | 562681.0042 | 735258.2663 | 871795.1531 | 992426.9977 | 1156550.3497 | 1157626.5285 | 1183382.7886 | 1197878.0243 | -31381.3374 | -6459.1296 | `
Estimated Dominion 2019 Sales (MWh) | 70000000 | 70000000 | 70000000 | 70000000 | 70000000 | 70000000 | 70000000 | 70000000 | 70000000 | 70000000 | 70000000 | 70000000
Total Incremental annual savings | 0.2255% | 0.06872% | 0.8038% | 1.05% | 1.245% | 1.418% | 1.652% | 1.654% | 1.691% | 1.711% | -0.04483% | -0.009227%
Total annual savings as a % of 2019 Retail Sales | 1.339% | 1.408% | 2.212% | 3.184% | 4.294% | 5.518% | 6.918% | 8.262% | 9.642% | 11.04% | 10.66% | 10.53%
VCEA Savings Targets |  |  | 1.25% | 2.5% | 3.75% | 5%
Target met? |  |  | Yes | Yes | Yes | Yes
Year | VCEA Target (MWh) | % of Sales
2022 | 875000 | 1.25%
2023 | 1750000 | 2.5%
2024 | 2625000 | 3.75%
2025 | 3500000 | 5%
2022 VCEA Target | 875000 | 875000 | 875000 | 875000 | 875000 | 875000 | 875000 | 875000 | 875000 | 875000 | 875000 | 875000
2023 VCEA Target | 1750000 | 1750000 | 1750000 | 1750000 | 1750000 | 1750000 | 1750000 | 1750000 | 1750000 | 1750000 | 1750000 | 1750000
2024 VCEA Target | 2625000 | 2625000 | 2625000 | 2625000 | 2625000 | 2625000 | 2625000 | 2625000 | 2625000 | 2625000 | 2625000 | 2625000
2025 VCEA Target | 3500000 | 3500000 | 3500000 | 3500000 | 3500000 | 3500000 | 3500000 | 3500000 | 3500000 | 3500000 | 3500000 | 3500000
Programs | First year savings in 2025 | Weight
Residential appliances and lighting | 8261.4946 | 0.8325%
Residential HVAC | 30360.3973 | 3.059%
Residential whole house-retrofit | 29453.1281 | 2.968%
Residential new construction | 16175.571 | 1.63%
Multifamily | 28661.7617 | 2.888%
LMI Programs | 119060.7459 | 12%
Residential behavioral | 187710.9179 | 18.91%
Non-residential prescriptive | 326072.0781 | 32.86%
Non-residential custom | 42127.1217 | 4.245%
Non-residential new construction | 29402.0217 | 2.963%
Non-residential small business | 127720.8769 | 12.87%
Large energy users | 47420.8827 | 4.778%
Sum | 992426.9977 | 100%

## Cost Output
| 2020 | 2021 | 2022 | 2023 | 2024 | 2025 | 2026 | 2027 | 2028 | 2029 | 2030 | 2031
Residential appliances and lighting | 9820000 | 11960000 | 32718379.6414 | 11960000 | 2140000 | 2140000 | 0 | 0 | 0 | 0 | 0 | 0
Residential HVAC | 33820000 | 33820000 | 6036060.8411 | 9513106.4719 | 11590152.1027 | 15067197.7335 | 18544243.3644 | 18544243.3644 | 18544243.3644 | 18544243.3644 | 0 | 0
Residential whole house-retrofit | 4680000 | 6920000 | 11632795.9159 | 15167392.8527 | 14021989.7896 | 17556586.7265 | 18851183.6634 | 18851183.6634 | 18851183.6634 | 18851183.6634 | 0 | 0
Residential new construction | 0 | 7200000 | 7200000 | 7200000 | 8574805.8124 | 9605910.1717 | 3437014.531 | 4468118.8903 | 5499223.2496 | 5499223.2496 | 0 | 0
Multifamily | 0 | 2920000 | 5208501.2639 | 6924877.2117 | 8641253.1596 | 10357629.1075 | 9154005.0554 | 9154005.0554 | 9154005.0554 | 9154005.0554 | 0 | 0
LMI Programs | 9300000 | 13360000 | 26801255.2799 | 38171882.9199 | 49542510.5598 | 49542510.5598 | 45482510.5598 | 45482510.5598 | 45482510.5598 | 45482510.5598 | 0 | 0
Residential behavioral | 1860000 | 1860000 | 4144476.4176 | 5857833.7308 | 7571191.044 | 7424548.3572 | 9137905.6704 | 9137905.6704 | 9137905.6704 | 9137905.6704 | 0 | 0
Non-residential prescriptive | 12040000 | 14140000 | 30427087.2231 | 35442402.6405 | 42817718.0578 | 55033033.4752 | 65148348.8925 | 65148348.8925 | 65148348.8925 | 65148348.8925 | 0 | 0
Non-residential custom | 0 | 0 | 2691745.1542 | 4710554.0199 | 6729362.8856 | 8748171.7512 | 10766980.6169 | 10766980.6169 | 10766980.6169 | 10766980.6169 | 0 | 0
Non-residential new construction | 0 | 3020000 | 4164931.0203 | 5023629.2855 | 5882327.5507 | 6741025.8159 | 4579724.0811 | 4579724.0811 | 4579724.0811 | 4579724.0811 | 0 | 0
Non-residential small business | 7180000 | 11240000 | 15525663.9969 | 22264911.9945 | 26524159.9922 | 33263407.9899 | 35942655.9875 | 35942655.9875 | 35942655.9875 | 35942655.9875 | 0 | 0
Large energy users | 0 | 0 | 0 | 4773965.4845 | 8354439.5979 | 11934913.7114 | 15515387.8248 | 19095861.9382 | 19095861.9382 | 19095861.9382 | 0 | 0
Total cost ($/year) | 78700000 | 106440000 | 146550896.7542 | 167010556.612 | 192389910.5524 | 227414935.3998 | 236559960.2472 | 241171538.7199 | 242202643.0792 | 242202643.0792 | 0 | 0
% LMI Cost | 11.82% | 12.55% | 18.29% | 22.86% | 25.75% | 21.79% | 19.23% | 18.86% | 18.78% | 18.78% | #DIV/0! | #DIV/0!
LMI Cost Requirement met? | No | No | Yes | Yes | Yes | Yes | Yes | Yes | Yes | Yes | #DIV/0! | #DIV/0!

## Cost Comparison
Portfolio totals | First year program costs | Total Incremental annual savings (MWh) | First year $/MWh | Weighted Average Measure Life | Incremental lifetime savings (MWh) | Levelized cost ($/MWh) in 2025
High Residential VCEA | 232395980.4949 | 944442.8963 | 246.0667 | 10.2408 | 9671806.0899 | 31.2858
Balanced Lower Cost VCEA | 161889140.3015 | 924029.9838 | 175.199 | 9.6989 | 8962106.9844 | 23.2358
High Small Business VCEA | 193592981.9342 | 999060.5178 | 193.775 | 9.9657 | 9956343.3923 | 25.1618
Enhanced LMI VCEA | 227414935.3998 | 1055232.2633 | 215.5117 | 10.2146 | 10778818.5574 | 27.455
Entergy Arkansas | 50930300 | 255929.904 | 199.001 | 14.74 | 3772406.785 | 19.4018
MidAmerican Energy | 63804277 | 322760.1432 | 197.6833 | 13.6 | 4389537.9482 | 20.3806
Xcel Minnesota | 107451885 | 565219.6241 | 190.1064 | 12.8 | 7234811.1885 | 20.4645
Baltimore Gas and Electric | 114626581 | 616559.2863 | 185.9133 | 10.1 | 6227248.7917 | 23.8917
Consumers Energy | 117838710 | 641648.304 | 183.65 | 11.72 | 7520118.1229 | 21.0848
Ameren Missouri | 66483135.05 | 364079.8548 | 182.6059 | 11.25 | 4095898.3665 | 21.6148
Commonwealth Edison | 352988361 | 2064719.9846 | 170.9619 | 9.9 | 20440727.8475 | 22.3139
DTE Electric | 127955350 | 777404.676 | 164.593 | 12.6 | 9795298.9176 | 17.9206
Duke Energy Carolinas | 128422575 | 858096 | 149.6599 | 8.2 | 7036387.2 | 22.6941
AEP Ohio | 62864638 | 467385.45 | 134.5028 | 12.02 | 5617973.109 | 15.1568
Duke Energy Ohio | 32134301.03 | 292107.48 | 110.0085 | 9.31 | 2719520.6388 | 15.0669
First Energy Ohio | 30597049 | 286818.5681 | 106.6774 | 11.25 | 3226708.891 | 12.6273
New Scenario | 227414935.3998 | 1055232.2633 | 215.5117 | 10.2146 | 10778818.5574 | 27.455
COMPARISON PORTFOLIOS |  | Average first year $/MWh | 164.6136 |  | Average levelized cost | 19.3848
Note: Based on 2018 data for comparison utilities and 2025 projected estimates for scenarios
Comparison utility data taken from ACEEE 2020 Utility Scorecard, Appendix B
All values in 2018 dollars for consistency with ACEEE 2020 Utility Scorecard data

## Lvl Costs Data
Incremental Annual Savings in 2025
Residential appliances and lighting | 0
Residential HVAC | 27991.3711
Residential whole house-retrofit | 29968.5566
Residential new construction | 4059.1837
Multifamily | 12548.5577
LMI Programs | 120614.5928
Residential behavioral | 176470.9048
Non-residential prescriptive | 377112.2105
Non-residential custom | 42127.1217
Non-residential new construction | 21699.1924
Non-residential small business | 116033.6318
Large energy users | 47420.8827
Smart Thermostat | 2369.0262
Residential Customer Engagement | 11240.0131
Dominion Phase 8 programs | 65577.0182
1055232.2633

## 6D
Appendix 6D - Approved Programs Energy Savings
(MWh) (System Level)
Programs | 2019 | 2020 | 2021 | 2022 | 2023 | 2024 | 2025 | 2026 | 2027 | 2028 | 2029 | 2030 | 2031 | 2032 | 2033 | 2034 | 2035
Air Conditioner Cycling Program | 2.9802e-05 | 0 | 0 | 0 | 0 | 0 | 0 | 0.00023842 | 0 | 0 | 0 | 0 | -0.00047684 | 0 | 0 | 0 | 0
Residential Low Income Program | 10435.4618 | 10435.4618 | 10435.4618 | 10435.4618 | 10435.4618 | 9827.0719 | 7511.9755 | 4811.4734 | 2961.3043 | 1322.2886 | 257.1305 | 0 | 0 | 0 | 0 | 0 | 0
Residential Lighting Program | 150525.9247 | 111790.9927 | 36179.0161 | 0 | 0 | 0 | 0 | 0 | 0 | 0 | 0 | 0 | 0 | 0 | 0 | 0 | 0
Commercial Lighting Program | 66361.3205 | 60616.9853 | 36202.5986 | 9452.8942 | 567.4217 | 257.533 | 0 | 0 | 0 | 0 | 0 | 0 | 0 | 0 | 0 | 0 | 0
Commercial HVAC Upgrade | 4718.5388 | 4731.6933 | 4718.5388 | 4718.5388 | 4718.5388 | 4731.6933 | 4151.7124 | 2483.8469 | 676.4022 | 0 | 0 | 0 | 0 | 0 | 0 | 0 | 0
Non-Residential Energy Audit Program | 39743.9499 | 35976.2917 | 18719.4099 | 5086.7872 | 1810.42 | 0 | 0 | 0 | 0 | 0 | 0 | 0 | 0 | 0 | 0 | 0 | 0
Non-Residential Duct Testing and Sealing Program | 80567.3752 | 80567.3752 | 80567.3752 | 80567.3752 | 80567.3752 | 80567.3752 | 80567.3752 | 80567.3752 | 80567.3752 | 80567.3752 | 80567.3752 | 80567.3752 | 80567.3752 | 80567.3752 | 80567.3752 | 80567.3752 | 80567.3752
Non-Residential Distributed Generation Program | 35.4702 | 117.8905 | 1135.5276 | 133.1921 | 690.4856 | 381.2664 | 707.4301 | 1392.7687 | 686.913 | 859.915 | 707.0872 | 762.0129 | 1411.7944 | 1414.8198 | 1419.1796 | 1422.9593 | 1427.0709
Residential Bundle Program | 52501.4634 | 49095.6488 | 43799.0587 | 41152.0095 | 40787.6468 | 35978.6658 | 28684.0272 | 22258.0297 | 18845.2923 | 17084.9338 | 14055.4461 | 10370.7983 | 5630.5039 | 1743.2516 | 1049.6429 | 329.3346 | 0
Residential Home Energy Check-Up Program | 22583.6906 | 22583.6906 | 22583.6906 | 22576.6125 | 22212.2498 | 17403.2688 | 10108.6302 | 3682.6327 | 306.8483 | 0 | 0 | 0 | 0 | 0 | 0 | 0 | 0
Residential Duct Sealing Program | 1912.1184 | 1912.1184 | 1912.1184 | 1912.1184 | 1912.1184 | 1912.1184 | 1912.1184 | 1912.1184 | 1912.1184 | 1912.1184 | 1912.1184 | 1909.898 | 1878.1722 | 1743.2516 | 1049.6429 | 329.3346 | 0
Residential Heat Pump Tune Up Program | 11342.3758 | 7936.5611 | 2639.971 | 0 | 0 | 0 | 0 | 0 | 0 | 0 | 0 | 0 | 0 | 0 | 0 | 0 | 0
Residential Heat Pump Upgrade Program | 16663.2786 | 16663.2786 | 16663.2786 | 16663.2786 | 16663.2786 | 16663.2786 | 16663.2786 | 16663.2786 | 16626.3256 | 15172.8153 | 12143.3277 | 8460.9003 | 3752.3317 | 0 | 0 | 0 | 0
Non-Residential Window Film Program | 5598.022 | 5598.022 | 5598.022 | 5598.022 | 5598.022 | 5233.8815 | 4308.4731 | 3442.1248 | 1572.3981 | 210.9735 | 19.0699 | 0 | 0 | 0 | 0 | 0 | 0
Non-Residential Lighting Systems & Controls Program | 203440.7959 | 203440.7959 | 203440.7959 | 203440.7959 | 200683.0444 | 168997.6959 | 114602.9816 | 68666.153 | 34535.2287 | 20587.8258 | 20587.8258 | 20587.8258 | 20587.8258 | 20587.8258 | 20587.8258 | 20587.8258 | 20587.8258
Non-Residential Heating and Cooling Efficiency Program | 34035.347 | 34035.347 | 34035.347 | 34035.347 | 34035.347 | 34035.347 | 34035.347 | 34035.347 | 34035.347 | 34035.347 | 33796.5355 | 28894.5999 | 20333.9024 | 12234.0956 | 4719.7828 | 735.3092 | 0
Income and Age Qualifying Home Improvement Program | 8754.7938 | 10239.9089 | 11725.024 | 13210.1402 | 14695.2548 | 16180.3694 | 16941.6189 | 17042.758 | 17141.7608 | 17236.9747 | 17328.9261 | 17383.0771 | 17238.4071 | 16999.4655 | 16926.8445 | 16984.8222 | 17065.8711
Residential Appliance Recycling Program | 11484.4637 | 11484.4637 | 11484.4637 | 11484.4637 | 10033.989 | 5368.4702 | 0 | 0 | 0 | 0 | 0 | 0 | 0 | 0 | 0 | 0 | 0
Small Business Improvement Program | 51597.7993 | 72727.7603 | 84085.4454 | 85739.3646 | 87432.6324 | 89165.2489 | 90216.2247 | 90658.5884 | 91094.0552 | 91517.0174 | 91929.0695 | 92303.6575 | 92252.491 | 92038.5294 | 92215.2939 | 92595.314 | 92971.3364
Residential Retail LED Lighting Program (NC only) | 7268.7893 | 7268.7893 | 7268.7893 | 7268.7893 | 7268.7893 | 7268.7893 | 7268.7893 | 7268.7893 | 7268.7893 | 7268.7893 | 7268.7893 | 7268.7893 | 7268.7893 | 7268.7893 | 7268.7893 | 7268.7893 | 7268.7893
Non-Residential Prescriptive Program | 11756.4242 | 14949.1763 | 18141.9287 | 19713.1109 | 20011.096 | 20316.0834 | 20536.7701 | 20688.206 | 20837.2252 | 20981.9491 | 21122.9689 | 21261.4672 | 21397.6061 | 21531.4543 | 21663.2864 | 21793.3447 | 21922.0374
Residential Efficient Products Marketplace Program | 41772.9073 | 128673.8586 | 205012.9395 | 290431.3965 | 383695.6482 | 430666.7786 | 435634.2163 | 440547.5159 | 445354.5227 | 449976.6235 | 454441.925 | 458798.8586 | 463053.6194 | 467211.0291 | 471281.6162 | 475277.5879 | 479214.5386
Residential Customer Engagement Program | 0 | 50809.7839 | 49024.8146 | 45649.2767 | 42503.4866 | 39569.7708 | 50809.7839 | 49024.8146 | 45649.2767 | 42503.4866 | 39569.7708 | 50809.7839 | 49024.8146 | 45649.2767 | 42503.4866 | 39569.7708 | 50809.7839
Non-Residential Lighting Systems & Controls Program | 4075.8894 | 14216.6648 | 24407.4676 | 31857.0507 | 39306.6339 | 42880.3488 | 43274.8889 | 43666.193 | 44051.3286 | 44425.3293 | 44789.8236 | 45147.7501 | 45499.4556 | 45845.3175 | 46185.9991 | 46522.2513 | 46854.989
Residential Appliance Recycling Program | 0 | 7221.3515 | 13262.771 | 19304.1929 | 25345.6129 | 28216.226 | 28535.2491 | 28850.8257 | 28914.6252 | 29456.2416 | 29742.9771 | 30022.7776 | 30296.0033 | 30562.9807 | 30824.398 | 31081.0318 | 31333.8776
Non-Residential Heating and Cooling Efficiency Program | 1014.6149 | 9094.9802 | 18245.2354 | 27395.4906 | 36545.7458 | 41365.5319 | 41746.6698 | 42124.4583 | 42496.6621 | 42858.3717 | 43210.5675 | 43556.3507 | 43896.2517 | 44230.4649 | 44559.5741 | 44884.2392 | 45205.368
Non-Residential Window Film Program | 170.8124 | 2032.9666 | 3897.1937 | 5761.4207 | 7625.6471 | 8454.2524 | 8531.9968 | 8609.1091 | 8684.9657 | 8758.6199 | 8830.4163 | 8900.9358 | 8970.2371 | 9038.3844 | 9105.5064 | 9171.7427 | 9237.2798
Residential Home Energy Assessment Program | 1073.3615 | 9326.3216 | 21477.7203 | 35892.3779 | 49013.9236 | 55564.9948 | 56206.1844 | 56840.3244 | 57461.0214 | 58057.9376 | 58634.4376 | 59196.907 | 59746.2082 | 60282.8979 | 60808.403 | 61324.2188 | 61832.3975
Residential Smart Thermostat Management Program (DR) | 0 | 0 | -0.00023842 | 0 | 0.00047684 | 0 | 0 | 0 | 0.00095367 | 0.00095367 | 0.00095367 | 0 | 0 | 0.00095367 | 0.00095367 | 0.00095367 | 0.00095367
Residential Smart Thermostat Management Program (EE) | 0 | 1593.5974 | 6243.8028 | 11660.1386 | 16432.6205 | 21074.8587 | 23443.8848 | 23708.4455 | 23967.4759 | 24216.6147 | 24457.1838 | 24691.8869 | 24921.0987 | 25145.0491 | 25364.3131 | 25579.5345 | 25791.5564
Non-Residential Office Program | 594.4274 | 5212.0376 | 10386.9818 | 15561.9271 | 20736.8703 | 23397.2299 | 23612.8342 | 23826.6015 | 24036.9465 | 24241.1256 | 24440.0902 | 24635.6668 | 24827.8527 | 25016.6602 | 25202.6911 | 25386.5752 | 25568.6104
Non-Residential Small Manufacturing Program | 351.539 | 3521.4696 | 6895.9193 | 10270.3705 | 13644.8202 | 15261.8027 | 15402.2598 | 15541.5363 | 15678.5364 | 15811.6369 | 15941.4492 | 16068.8496 | 16194.1032 | 16317.4267 | 16438.8237 | 16558.5556 | 16677.1011
Total | 787879.4914 | 944779.6343 | 966391.6484 | 1025819.9345 | 1154186.5343 | 1184761.2856 | 1136730.6932 | 1086055.2848 | 1046517.4536 | 1031979.3777 | 1031698.8661 | 1041229.3704 | 1033118.3393 | 1023685.0945 | 1018692.8327 | 1017640.5831 | 1034335.8093

## 6I
Appendix 6I - Proposed Programs Energy Savings
(MWh) (System Level)
Programs | 2019 | 2020 | 2021 | 2022 | 2023 | 2024 | 2025 | 2026 | 2027 | 2028 | 2029 | 2030 | 2031 | 2032 | 2033 | 2034 | 2035
Non-Residential Midstream EE Products | 0 | 0 | 2348.2871 | 6391.6821 | 10435.0758 | 14478.4689 | 18521.8639 | 20322.485 | 20501.5869 | 20675.457 | 20844.9383 | 21011.3659 | 21174.963 | 21335.886 | 21494.3237 | 21650.6519 | 21805.3284
Non-Residential New Construction | 0 | 0 | 564.0856 | 2437.258 | 6415.0816 | 12960.5147 | 20663.344 | 24254.557 | 24468.4401 | 24676.3428 | 24878.9821 | 25077.7959 | 25273.0131 | 25464.9177 | 25654.0228 | 25840.8453 | 26025.61
Residential EE Kits | 0 | 0 | 4538.6252 | 12882.1325 | 21225.6355 | 29569.1433 | 37912.6472 | 41971.2791 | 42429.2412 | 42869.5908 | 43294.9982 | 43710.0868 | 44115.4366 | 44511.5089 | 44899.3187 | 45280.0179 | 45655.0903
Residential Home Retrofit | 0 | 0 | 1033.0256 | 4137.0187 | 8802.9346 | 14491.8547 | 20629.8752 | 23470.7851 | 23726.6865 | 23972.7058 | 24210.4435 | 24442.4381 | 24668.9777 | 24890.3465 | 25107.0976 | 25319.8853 | 25529.5486
Residential Manufactured Housing | 0 | 0 | 1037.4104 | 4146.9879 | 8456.7776 | 12932.023 | 17407.2685 | 19513.3667 | 19726.1658 | 19930.7575 | 20128.4561 | 20321.3558 | 20509.7294 | 20693.7981 | 20874.0292 | 21050.9567 | 21225.2789
Multifamily Program | 0 | 0 | 5776.113 | 19341.1548 | 35454.3638 | 51567.5697 | 67680.7737 | 75245.0533 | 76035.3489 | 76796.3676 | 77532.7768 | 78252.12 | 78955.3347 | 79643.1913 | 80317.3676 | 80979.7869 | 81632.906
HB 2789 HVAC Component | 0 | 0 | 3005.2646 | 9459.3394 | 15913.4156 | 19362.2248 | 19362.2248 | 19362.2248 | 19362.2248 | 19362.2248 | 19362.2248 | 19362.2248 | 19362.2248 | 19362.2248 | 19362.2248 | 19362.2248 | 19362.2248
Residential New Construction | 0 | 0 | 3466.7776 | 9947.8283 | 16882.5836 | 24302.0306 | 31943.1725 | 35557.3158 | 35945.0836 | 36317.8978 | 36678.1387 | 37029.6555 | 37372.921 | 37708.3435 | 38036.7584 | 38359.1728 | 38676.8341
Non-Residential Small Business Improvement Enhanced | 0 | 0 | 5742.3444 | 16022.5528 | 26302.7625 | 36582.9722 | 46863.18 | 51658.979 | 52114.4574 | 52556.7916 | 52987.9196 | 53411.2689 | 53827.2955 | 54236.4555 | 54639.4747 | 55037.1435 | 55430.5448
Residential Electric Vehicle EE/DR | 0 | 0 | 116.8478 | 374.1157 | 750.9217 | 1318.7902 | 2158.2603 | 2623.3048 | 2651.9318 | 2679.4574 | 2706.0475 | 2731.9932 | 2757.3307 | 2782.087 | 2806.3247 | 2830.1189 | 2853.5605
Residential Electric Vehicle Peak Shaving | 0 | 0 | 0 | 0 | -3.7253e-06 | 0 | 3.7253e-06 | 7.4506e-06 | 0 | -7.4506e-06 | -7.4506e-06 | 7.4506e-06 | 0 | 7.4506e-06 | 0 | -7.4506e-06 | 3.7253e-06

## Cat 1 Programs
Appendix 6D - Approved Programs Energy Savings
(MWh) (System Level)
Programs | 2019 | 2020 | 2021 | 2022 | 2023 | 2024 | 2025 | New incremental savings from Cat 1 Active programs in 2025 | 2026 | 2027 | 2028 | 2029 | 2030 | 2031 | 2032 | 2033 | 2034 | 2035
Air Conditioner Cycling Program | 2.9802e-05 | 0 | 0 | 0 | 0 | 0 | 0 |  | 0.00023842 | 0 | 0 | 0 | 0 | -0.00047684 | 0 | 0 | 0 | 0
Residential Low Income Program | 10435.4618 | 10435.4618 | 10435.4618 | 10435.4618 | 10435.4618 | 9827.0719 | 7511.9755 |  | 4811.4734 | 2961.3043 | 1322.2886 | 257.1305 | 0 | 0 | 0 | 0 | 0 | 0
Residential Lighting Program | 150525.9247 | 111790.9927 | 36179.0161 | 0 | 0 | 0 | 0 |  | 0 | 0 | 0 | 0 | 0 | 0 | 0 | 0 | 0 | 0
Commercial Lighting Program | 66361.3205 | 60616.9853 | 36202.5986 | 9452.8942 | 567.4217 | 257.533 | 0 |  | 0 | 0 | 0 | 0 | 0 | 0 | 0 | 0 | 0 | 0
Commercial HVAC Upgrade | 4718.5388 | 4731.6933 | 4718.5388 | 4718.5388 | 4718.5388 | 4731.6933 | 4151.7124 |  | 2483.8469 | 676.4022 | 0 | 0 | 0 | 0 | 0 | 0 | 0 | 0
Non-Residential Energy Audit Program | 39743.9499 | 35976.2917 | 18719.4099 | 5086.7872 | 1810.42 | 0 | 0 |  | 0 | 0 | 0 | 0 | 0 | 0 | 0 | 0 | 0 | 0
Non-Residential Duct Testing and Sealing Program | 80567.3752 | 80567.3752 | 80567.3752 | 80567.3752 | 80567.3752 | 80567.3752 | 80567.3752 |  | 80567.3752 | 80567.3752 | 80567.3752 | 80567.3752 | 80567.3752 | 80567.3752 | 80567.3752 | 80567.3752 | 80567.3752 | 80567.3752
Non-Residential Distributed Generation Program | 35.4702 | 117.8905 | 1135.5276 | 133.1921 | 690.4856 | 381.2664 | 707.4301 |  | 1392.7687 | 686.913 | 859.915 | 707.0872 | 762.0129 | 1411.7944 | 1414.8198 | 1419.1796 | 1422.9593 | 1427.0709
Residential Bundle Program | 52501.4634 | 49095.6488 | 43799.0587 | 41152.0095 | 40787.6468 | 35978.6658 | 28684.0272 |  | 22258.0297 | 18845.2923 | 17084.9338 | 14055.4461 | 10370.7983 | 5630.5039 | 1743.2516 | 1049.6429 | 329.3346 | 0
Residential Home Energy Check-Up Program | 22583.6906 | 22583.6906 | 22583.6906 | 22576.6125 | 22212.2498 | 17403.2688 | 10108.6302 |  | 3682.6327 | 306.8483 | 0 | 0 | 0 | 0 | 0 | 0 | 0 | 0
Residential Duct Sealing Program | 1912.1184 | 1912.1184 | 1912.1184 | 1912.1184 | 1912.1184 | 1912.1184 | 1912.1184 |  | 1912.1184 | 1912.1184 | 1912.1184 | 1912.1184 | 1909.898 | 1878.1722 | 1743.2516 | 1049.6429 | 329.3346 | 0
Residential Heat Pump Tune Up Program | 11342.3758 | 7936.5611 | 2639.971 | 0 | 0 | 0 | 0 |  | 0 | 0 | 0 | 0 | 0 | 0 | 0 | 0 | 0 | 0
Residential Heat Pump Upgrade Program | 16663.2786 | 16663.2786 | 16663.2786 | 16663.2786 | 16663.2786 | 16663.2786 | 16663.2786 |  | 16663.2786 | 16626.3256 | 15172.8153 | 12143.3277 | 8460.9003 | 3752.3317 | 0 | 0 | 0 | 0
Non-Residential Window Film Program | 5598.022 | 5598.022 | 5598.022 | 5598.022 | 5598.022 | 5233.8815 | 4308.4731 |  | 3442.1248 | 1572.3981 | 210.9735 | 19.0699 | 0 | 0 | 0 | 0 | 0 | 0
Non-Residential Lighting Systems & Controls Program | 203440.7959 | 203440.7959 | 203440.7959 | 203440.7959 | 200683.0444 | 168997.6959 | 114602.9816 |  | 68666.153 | 34535.2287 | 20587.8258 | 20587.8258 | 20587.8258 | 20587.8258 | 20587.8258 | 20587.8258 | 20587.8258 | 20587.8258
Non-Residential Heating and Cooling Efficiency Program | 34035.347 | 34035.347 | 34035.347 | 34035.347 | 34035.347 | 34035.347 | 34035.347 |  | 34035.347 | 34035.347 | 34035.347 | 33796.5355 | 28894.5999 | 20333.9024 | 12234.0956 | 4719.7828 | 735.3092 | 0
Income and Age Qualifying Home Improvement Program | 8754.7938 | 10239.9089 | 11725.024 | 13210.1402 | 14695.2548 | 16180.3694 | 16941.6189 |  | 17042.758 | 17141.7608 | 17236.9747 | 17328.9261 | 17383.0771 | 17238.4071 | 16999.4655 | 16926.8445 | 16984.8222 | 17065.8711
Residential Appliance Recycling Program | 11484.4637 | 11484.4637 | 11484.4637 | 11484.4637 | 10033.989 | 5368.4702 | 0 |  | 0 | 0 | 0 | 0 | 0 | 0 | 0 | 0 | 0 | 0
Small Business Improvement Program | 51597.7993 | 72727.7603 | 84085.4454 | 85739.3646 | 87432.6324 | 89165.2489 | 90216.2247 |  | 90658.5884 | 91094.0552 | 91517.0174 | 91929.0695 | 92303.6575 | 92252.491 | 92038.5294 | 92215.2939 | 92595.314 | 92971.3364
Residential Retail LED Lighting Program (NC only) | 7268.7893 | 7268.7893 | 7268.7893 | 7268.7893 | 7268.7893 | 7268.7893 | 7268.7893 |  | 7268.7893 | 7268.7893 | 7268.7893 | 7268.7893 | 7268.7893 | 7268.7893 | 7268.7893 | 7268.7893 | 7268.7893 | 7268.7893
Non-Residential Prescriptive Program | 11756.4242 | 14949.1763 | 18141.9287 | 19713.1109 | 20011.096 | 20316.0834 | 20536.7701 |  | 20688.206 | 20837.2252 | 20981.9491 | 21122.9689 | 21261.4672 | 21397.6061 | 21531.4543 | 21663.2864 | 21793.3447 | 21922.0374
Residential Efficient Products Marketplace Program | 41772.9073 | 128673.8586 | 205012.9395 | 290431.3965 | 383695.6482 | 430666.7786 | 435634.2163 |  | 440547.5159 | 445354.5227 | 449976.6235 | 454441.925 | 458798.8586 | 463053.6194 | 467211.0291 | 471281.6162 | 475277.5879 | 479214.5386
Residential Customer Engagement Program | 0 | 50809.7839 | 49024.8146 | 45649.2767 | 42503.4866 | 39569.7708 | 50809.7839 | 11240.0131 | 49024.8146 | 45649.2767 | 42503.4866 | 39569.7708 | 50809.7839 | 49024.8146 | 45649.2767 | 42503.4866 | 39569.7708 | 50809.7839
Non-Residential Lighting Systems & Controls Program | 4075.8894 | 14216.6648 | 24407.4676 | 31857.0507 | 39306.6339 | 42880.3488 | 43274.8889 |  | 43666.193 | 44051.3286 | 44425.3293 | 44789.8236 | 45147.7501 | 45499.4556 | 45845.3175 | 46185.9991 | 46522.2513 | 46854.989
Residential Appliance Recycling Program | 0 | 7221.3515 | 13262.771 | 19304.1929 | 25345.6129 | 28216.226 | 28535.2491 |  | 28850.8257 | 28914.6252 | 29456.2416 | 29742.9771 | 30022.7776 | 30296.0033 | 30562.9807 | 30824.398 | 31081.0318 | 31333.8776
Non-Residential Heating and Cooling Efficiency Program | 1014.6149 | 9094.9802 | 18245.2354 | 27395.4906 | 36545.7458 | 41365.5319 | 41746.6698 |  | 42124.4583 | 42496.6621 | 42858.3717 | 43210.5675 | 43556.3507 | 43896.2517 | 44230.4649 | 44559.5741 | 44884.2392 | 45205.368
Non-Residential Window Film Program | 170.8124 | 2032.9666 | 3897.1937 | 5761.4207 | 7625.6471 | 8454.2524 | 8531.9968 |  | 8609.1091 | 8684.9657 | 8758.6199 | 8830.4163 | 8900.9358 | 8970.2371 | 9038.3844 | 9105.5064 | 9171.7427 | 9237.2798
Residential Home Energy Assessment Program | 1073.3615 | 9326.3216 | 21477.7203 | 35892.3779 | 49013.9236 | 55564.9948 | 56206.1844 |  | 56840.3244 | 57461.0214 | 58057.9376 | 58634.4376 | 59196.907 | 59746.2082 | 60282.8979 | 60808.403 | 61324.2188 | 61832.3975
Residential Smart Thermostat Management Program (DR) | 0 | 0 | -0.00023842 | 0 | 0.00047684 | 0 | 0 |  | 0 | 0.00095367 | 0.00095367 | 0.00095367 | 0 | 0 | 0.00095367 | 0.00095367 | 0.00095367 | 0.00095367
Residential Smart Thermostat Management Program (EE) | 0 | 1593.5974 | 6243.8028 | 11660.1386 | 16432.6205 | 21074.8587 | 23443.8848 | 2369.0262 | 23708.4455 | 23967.4759 | 24216.6147 | 24457.1838 | 24691.8869 | 24921.0987 | 25145.0491 | 25364.3131 | 25579.5345 | 25791.5564
Non-Residential Office Program | 594.4274 | 5212.0376 | 10386.9818 | 15561.9271 | 20736.8703 | 23397.2299 | 23612.8342 |  | 23826.6015 | 24036.9465 | 24241.1256 | 24440.0902 | 24635.6668 | 24827.8527 | 25016.6602 | 25202.6911 | 25386.5752 | 25568.6104
Non-Residential Small Manufacturing Program | 351.539 | 3521.4696 | 6895.9193 | 10270.3705 | 13644.8202 | 15261.8027 | 15402.2598 |  | 15541.5363 | 15678.5364 | 15811.6369 | 15941.4492 | 16068.8496 | 16194.1032 | 16317.4267 | 16438.8237 | 16558.5556 | 16677.1011
Non-Residential Midstream EE Products | 0 | 0 | 2348.2871 | 6391.6821 | 10435.0758 | 14478.4689 | 18521.8639 | 4043.395 | 20322.485 | 20501.5869 | 20675.457 | 20844.9383 | 21011.3659 | 21174.963 | 21335.886 | 21494.3237 | 21650.6519 | 21805.3284
Non-Residential New Construction | 0 | 0 | 564.0856 | 2437.258 | 6415.0816 | 12960.5147 | 20663.344 | 7702.8293 | 24254.557 | 24468.4401 | 24676.3428 | 24878.9821 | 25077.7959 | 25273.0131 | 25464.9177 | 25654.0228 | 25840.8453 | 26025.61
Residential EE Kits | 0 | 0 | 4538.6252 | 12882.1325 | 21225.6355 | 29569.1433 | 37912.6472 | 8343.504 | 41971.2791 | 42429.2412 | 42869.5908 | 43294.9982 | 43710.0868 | 44115.4366 | 44511.5089 | 44899.3187 | 45280.0179 | 45655.0903
Residential Home Retrofit | 0 | 0 | 1033.0256 | 4137.0187 | 8802.9346 | 14491.8547 | 20629.8752 | 6138.0205 | 23470.7851 | 23726.6865 | 23972.7058 | 24210.4435 | 24442.4381 | 24668.9777 | 24890.3465 | 25107.0976 | 25319.8853 | 25529.5486
Residential Manufactured Housing | 0 | 0 | 1037.4104 | 4146.9879 | 8456.7776 | 12932.023 | 17407.2685 | 4475.2455 | 19513.3667 | 19726.1658 | 19930.7575 | 20128.4561 | 20321.3558 | 20509.7294 | 20693.7981 | 20874.0292 | 21050.9567 | 21225.2789
Multifamily Program | 0 | 0 | 5776.113 | 19341.1548 | 35454.3638 | 51567.5697 | 67680.7737 | 16113.204 | 75245.0533 | 76035.3489 | 76796.3676 | 77532.7768 | 78252.12 | 78955.3347 | 79643.1913 | 80317.3676 | 80979.7869 | 81632.906
HB 2789 HVAC Component | 0 | 0 | 3005.2646 | 9459.3394 | 15913.4156 | 19362.2248 | 19362.2248 | 0 | 19362.2248 | 19362.2248 | 19362.2248 | 19362.2248 | 19362.2248 | 19362.2248 | 19362.2248 | 19362.2248 | 19362.2248 | 19362.2248
Residential New Construction | 0 | 0 | 3466.7776 | 9947.8283 | 16882.5836 | 24302.0306 | 31943.1725 | 7641.1419 | 35557.3158 | 35945.0836 | 36317.8978 | 36678.1387 | 37029.6555 | 37372.921 | 37708.3435 | 38036.7584 | 38359.1728 | 38676.8341
Non-Residential Small Business Improvement Enhanced | 0 | 0 | 5742.3444 | 16022.5528 | 26302.7625 | 36582.9722 | 46863.18 | 10280.2078 | 51658.979 | 52114.4574 | 52556.7916 | 52987.9196 | 53411.2689 | 53827.2955 | 54236.4555 | 54639.4747 | 55037.1435 | 55430.5448
Residential Electric Vehicle EE/DR | 0 | 0 | 116.8478 | 374.1157 | 750.9217 | 1318.7902 | 2158.2603 | 839.4702 | 2623.3048 | 2651.9318 | 2679.4574 | 2706.0475 | 2731.9932 | 2757.3307 | 2782.087 | 2806.3247 | 2830.1189 | 2853.5605
Residential Electric Vehicle Peak Shaving | 0 | 0 | 0 | 0 | -3.7253e-06 | 0 | 3.7253e-06 | 3.7253e-06 | 7.4506e-06 | 0 | -7.4506e-06 | -7.4506e-06 | 7.4506e-06 | 0 | 7.4506e-06 | 0 | -7.4506e-06 | 3.7253e-06
Total | 787879.4914 | 944779.6343 | 994020.4298 | 1110960.0048 | 1304826.0867 | 1402326.8777 | 1419873.3034 | 79186.0575 | 1400034.6355 | 1363478.6205 | 1351816.9708 | 1354323.7917 | 1366579.6753 | 1361135.5657 | 1354313.8539 | 1351883.775 | 1353351.3869 | 1372532.7357
Note: for calculating levelized costs for 2025, expired measures from phases prior to Ph VII were not reflected in total incremental annual savings

## Cat 1 Savings
MWh savings | 2019 | 2020 | 2021 | 2022 | 2023 | 2024 | 2025 | 2026 | 2027 | 2028 | 2029 | 2030 | 2031
Residential appliances and lighting
Residential Lighting Program | 150525.9247 | 111790.9927 | 36179.0161 | 0 | 0 | 0 | 0 | 0 | 0 | 0 | 0 | 0 | 0
Residential Appliance Recycling Program | 11484.4637 | 18705.8152 | 24747.2347 | 30788.6566 | 35379.6018 | 33584.6962 | 28535.2491 | 28850.8257 | 28914.6252 | 29456.2416 | 29742.9771 | 30022.7776 | 30296.0033
Residential Efficient Products Marketplace Program | 41772.9073 | 128673.8586 | 205012.9395 | 290431.3965 | 383695.6482 | 430666.7786 | 435634.2163 | 440547.5159 | 445354.5227 | 449976.6235 | 454441.925 | 458798.8586 | 463053.6194
Residential EE Kits | 0 | 0 | 4538.6252 | 12882.1325 | 21225.6355 | 29569.1433 | 37912.6472 | 41971.2791 | 42429.2412 | 42869.5908 | 43294.9982 | 43710.0868 | 44115.4366
Total annual savings | 203783.2956 | 259170.6666 | 270477.8155 | 334102.1856 | 440300.8856 | 493820.618 | 502082.1127 | 511369.6207 | 516698.3891 | 522302.4559 | 527479.9004 | 532531.723 | 537465.0593
Incremental annual savings | - | 55387.3709 | 11307.1489 | 63624.3701 | 106198.7 | 53519.7325 | 8261.4946 | 9287.508 | 5328.7684 | 5604.0668 | 5177.4445 | 5051.8227 | 4933.3363
Residential HVAC (heating/cooling, hot water, smart thermostats)
Residential Smart Thermostat Management Program (EE) | 0 | 1593.5974 | 6243.8028 | 11660.1386 | 16432.6205 | 21074.8587 | 23443.8848 | 23708.4455 | 23967.4759 | 24216.6147 | 24457.1838 | 24691.8869 | 24921.0987
Air Conditioner Cycling Program | 2.9802e-05 | 0 | 0 | 0 | 0 | 0 | 0 | 0.00023842 | 0 | 0 | 0 | 0 | -0.00047684
Total annual savings | 2.9802e-05 | 1593.5974 | 6243.8028 | 11660.1386 | 16432.6205 | 21074.8587 | 23443.8848 | 23708.4458 | 23967.4759 | 24216.6147 | 24457.1838 | 24691.8869 | 24921.0982
Incremental annual savings | - | 1593.5973 | 4650.2054 | 5416.3358 | 4772.4819 | 4642.2381 | 2369.0262 | 264.5609 | 259.0301 | 249.1388 | 240.5691 | 234.7031 | 229.2113
Residential whole house-retrofit
Residential Home Retrofit | 0 | 0 | 1033.0256 | 4137.0187 | 8802.9346 | 14491.8547 | 20629.8752 | 23470.7851 | 23726.6865 | 23972.7058 | 24210.4435 | 24442.4381 | 24668.9777
Residential Home Energy Assessment Program | 1073.3615 | 9326.3216 | 21477.7203 | 35892.3779 | 49013.9236 | 55564.9948 | 56206.1844 | 56840.3244 | 57461.0214 | 58057.9376 | 58634.4376 | 59196.907 | 59746.2082
Residential Bundle Program | 52501.4634 | 49095.6488 | 43799.0587 | 41152.0095 | 40787.6468 | 35978.6658 | 28684.0272 | 22258.0297 | 18845.2923 | 17084.9338 | 14055.4461 | 10370.7983 | 5630.5039
Residential Home Energy Check-Up Program | 22583.6906 | 22583.6906 | 22583.6906 | 22576.6125 | 22212.2498 | 17403.2688 | 10108.6302 | 3682.6327 | 306.8483 | 0 | 0 | 0 | 0
Residential Duct Sealing Program | 1912.1184 | 1912.1184 | 1912.1184 | 1912.1184 | 1912.1184 | 1912.1184 | 1912.1184 | 1912.1184 | 1912.1184 | 1912.1184 | 1912.1184 | 1909.898 | 1878.1722
Residential Heat Pump Tune Up Program | 11342.3758 | 7936.5611 | 2639.971 | 0 | 0 | 0 | 0 | 0 | 0 | 0 | 0 | 0 | 0
Residential Heat Pump Upgrade Program | 16663.2786 | 16663.2786 | 16663.2786 | 16663.2786 | 16663.2786 | 16663.2786 | 16663.2786 | 16663.2786 | 16626.3256 | 15172.8153 | 12143.3277 | 8460.9003 | 3752.3317
Total annual savings | 53574.8249 | 58421.9704 | 66309.8046 | 81181.406 | 98604.5051 | 106035.5153 | 105520.0868 | 102569.1392 | 100033.0002 | 99115.5772 | 96900.3272 | 94010.1435 | 90045.6898
Incremental annual savings | - | 4847.1455 | 7887.8342 | 14871.6015 | 17423.099 | 7431.0102 | -515.4285 | -2950.9475 | -2536.139 | -917.423 | -2215.25 | -2890.1837 | -3964.4537
Residential new construction (total)
Residential New Construction | 0 | 0 | 3466.7776 | 9947.8283 | 16882.5836 | 24302.0306 | 31943.1725 | 35557.3158 | 35945.0836 | 36317.8978 | 36678.1387 | 37029.6555 | 37372.921
Residential Manufactured Housing | 0 | 0 | 1037.4104 | 4146.9879 | 8456.7776 | 12932.023 | 17407.2685 | 19513.3667 | 19726.1658 | 19930.7575 | 20128.4561 | 20321.3558 | 20509.7294
Total annual savings | 0 | 0 | 4504.1879 | 14094.8162 | 25339.3612 | 37234.0536 | 49350.441 | 55070.6825 | 55671.2494 | 56248.6553 | 56806.5948 | 57351.0113 | 57882.6504
Incremental annual savings | - | 0 | 4504.1879 | 9590.6283 | 11244.545 | 11894.6924 | 12116.3874 | 5720.2415 | 600.5669 | 577.4059 | 557.9395 | 544.4164 | 531.6391
Multifamily (cross-cutting residential and commercial) (total)
Multifamily Program | 0 | 0 | 5776.113 | 19341.1548 | 35454.3638 | 51567.5697 | 67680.7737 | 75245.0533 | 76035.3489 | 76796.3676 | 77532.7768 | 78252.12 | 78955.3347
Total annual savings | 0 | 0 | 5776.113 | 19341.1548 | 35454.3638 | 51567.5697 | 67680.7737 | 75245.0533 | 76035.3489 | 76796.3676 | 77532.7768 | 78252.12 | 78955.3347
Incremental annual savings | - | 0 | 5776.113 | 13565.0418 | 16113.209 | 16113.2059 | 16113.204 | 7564.2796 | 790.2956 | 761.0188 | 736.4092 | 719.3432 | 703.2146
Residential low-income (single family and multifamily) (total)
Residential Low Income Program | 10435.4618 | 10435.4618 | 10435.4618 | 10435.4618 | 10435.4618 | 9827.0719 | 7511.9755 | 4811.4734 | 2961.3043 | 1322.2886 | 257.1305 | 0 | 0
Income and Age Qualifying Home Improvement Program | 8754.7938 | 10239.9089 | 11725.024 | 13210.1402 | 14695.2548 | 16180.3694 | 16941.6189 | 17042.758 | 17141.7608 | 17236.9747 | 17328.9261 | 17383.0771 | 17238.4071
HB 2789 HVAC Component | 0 | 0 | 3005.2646 | 9459.3394 | 15913.4156 | 19362.2248 | 19362.2248 | 19362.2248 | 19362.2248 | 19362.2248 | 19362.2248 | 19362.2248 | 19362.2248
Total annual savings | 19190.2556 | 20675.3707 | 25165.7504 | 33104.9414 | 41044.1322 | 45369.666 | 43815.8192 | 41216.4561 | 39465.2899 | 37921.4881 | 36948.2813 | 36745.3019 | 36600.6319
Incremental annual savings | - | 1485.1151 | 4490.3797 | 7939.191 | 7939.1908 | 4325.5339 | -1553.8468 | -2599.3631 | -1751.1662 | -1543.8018 | -973.2068 | -202.9794 | -144.67
Residential behavioral (total)
Residential Customer Engagement Program | 0 | 50809.7839 | 49024.8146 | 45649.2767 | 42503.4866 | 39569.7708 | 50809.7839 | 49024.8146 | 45649.2767 | 42503.4866 | 39569.7708 | 50809.7839 | 49024.8146
Total annual savings | 0 | 50809.7839 | 49024.8146 | 45649.2767 | 42503.4866 | 39569.7708 | 50809.7839 | 49024.8146 | 45649.2767 | 42503.4866 | 39569.7708 | 50809.7839 | 49024.8146
Incremental annual savings | - | 50809.7839 | -1784.9693 | -3375.5379 | -3145.7901 | -2933.7158 | 11240.0131 | -1784.9693 | -3375.5379 | -3145.7901 | -2933.7158 | 11240.0131 | -1784.9693
Non-residential prescriptive (lighting, HVAC, refrigeration) (total)
Commercial Lighting Program | 66361.3205 | 60616.9853 | 36202.5986 | 9452.8942 | 567.4217 | 257.533 | 0 | 0 | 0 | 0 | 0 | 0 | 0
Commercial HVAC Upgrade | 4718.5388 | 4731.6933 | 4718.5388 | 4718.5388 | 4718.5388 | 4731.6933 | 4151.7124 | 2483.8469 | 676.4022 | 0 | 0 | 0 | 0
Non-Residential Lighting Systems & Controls Program | 207516.6853 | 217657.4607 | 227848.2635 | 235297.8466 | 239989.6783 | 211878.0447 | 157877.8705 | 112332.3459 | 78586.5573 | 65013.1551 | 65377.6494 | 65735.5759 | 66087.2814
Non-Residential Heating and Cooling Efficiency Program | 34035.347 | 43130.3272 | 52280.5824 | 61430.8376 | 70581.0928 | 75400.8789 | 75782.0168 | 76159.8053 | 76532.0091 | 76893.7187 | 77007.103 | 28894.5999 | 20333.9024
Non-Residential Prescriptive Program | 11756.4242 | 14949.1763 | 18141.9287 | 19713.1109 | 20011.096 | 20316.0834 | 20536.7701 | 20688.206 | 20837.2252 | 20981.9491 | 21122.9689 | 21261.4672 | 21397.6061
Non-Residential Window Film Program | 5768.8344 | 7630.9886 | 9495.2157 | 11359.4427 | 13223.6691 | 13688.1339 | 12840.47 | 12051.2339 | 10257.3638 | 8969.5934 | 8849.4861 | 8900.9358 | 8970.2371
Non-Residential Midstream EE Products | 0 | 0 | 2348.2871 | 6391.6821 | 10435.0758 | 14478.4689 | 18521.8639 | 20322.485 | 20501.5869 | 20675.457 | 20844.9383 | 21011.3659 | 21174.963
Total annual savings | 330157.1501 | 348716.6314 | 351035.4148 | 348364.353 | 359526.5724 | 340750.8361 | 289710.7037 | 244037.923 | 207391.1445 | 192533.8732 | 193202.1457 | 145803.9447 | 137963.99
Incremental annual savings | - | 18559.4813 | 2318.7834 | -2671.0618 | 11162.2194 | -18775.7363 | -51040.1324 | -45672.7806 | -36646.7785 | -14857.2713 | 668.2725 | -47398.201 | -7839.9547
Non-residential custom (total)
Non-Residential Duct Testing and Sealing Program | 80567.3752 | 80567.3752 | 80567.3752 | 80567.3752 | 80567.3752 | 80567.3752 | 80567.3752 | 80567.3752 | 80567.3752 | 80567.3752 | 80567.3752 | 80567.3752 | 80567.3752
Non-Residential Energy Audit Program | 39743.9499 | 35976.2917 | 18719.4099 | 5086.7872 | 1810.42 | 0 | 0 | 0 | 0 | 0 | 0 | 0 | 0
Total annual savings | 120311.3251 | 116543.6668 | 99286.7851 | 85654.1624 | 82377.7952 | 80567.3752 | 80567.3752 | 80567.3752 | 80567.3752 | 80567.3752 | 80567.3752 | 80567.3752 | 80567.3752
Incremental annual savings | - | -3767.6582 | -17256.8817 | -13632.6227 | -3276.3672 | -1810.42 | 0 | 0 | 0 | 0 | 0 | 0 | 0
Non-residential new construction (total)
Non-Residential New Construction | 0 | 0 | 564.0856 | 2437.258 | 6415.0816 | 12960.5147 | 20663.344 | 24254.557 | 24468.4401 | 24676.3428 | 24878.9821 | 25077.7959 | 25273.0131
Total annual savings | 0 | 0 | 564.0856 | 2437.258 | 6415.0816 | 12960.5147 | 20663.344 | 24254.557 | 24468.4401 | 24676.3428 | 24878.9821 | 25077.7959 | 25273.0131
Incremental annual savings | - | 0 | 564.0856 | 1873.1724 | 3977.8236 | 6545.4331 | 7702.8293 | 3591.213 | 213.8832 | 207.9027 | 202.6393 | 198.8138 | 195.2171
Non-residential small business (total)
Non-Residential Office Program | 594.4274 | 5212.0376 | 10386.9818 | 15561.9271 | 20736.8703 | 23397.2299 | 23612.8342 | 23826.6015 | 24036.9465 | 24241.1256 | 24440.0902 | 24635.6668 | 24827.8527
Non-Residential Small Manufacturing Program | 351.539 | 3521.4696 | 6895.9193 | 10270.3705 | 13644.8202 | 15261.8027 | 15402.2598 | 15541.5363 | 15678.5364 | 15811.6369 | 15941.4492 | 16068.8496 | 16194.1032
Small Business Improvement Program | 51597.7993 | 72727.7603 | 84085.4454 | 85739.3646 | 87432.6324 | 89165.2489 | 90216.2247 | 90658.5884 | 91094.0552 | 91517.0174 | 91929.0695 | 92303.6575 | 92252.491
Non-Residential Small Business Improvement Enhanced | 0 | 0 | 5742.3444 | 16022.5528 | 26302.7625 | 36582.9722 | 46863.18 | 51658.979 | 52114.4574 | 52556.7916 | 52987.9196 | 53411.2689 | 53827.2955
Total annual savings | 52543.7657 | 81461.2675 | 107110.691 | 127594.2149 | 148117.0854 | 164407.2537 | 176094.4988 | 181685.7052 | 182923.9956 | 184126.5714 | 185298.5284 | 186419.4428 | 187101.7425
Incremental annual savings | - | 28917.5018 | 25649.4235 | 20483.5239 | 20522.8705 | 16290.1682 | 11687.2451 | 5591.2065 | 1238.2903 | 1202.5759 | 1171.957 | 1120.9144 | 682.2997
Not included
Non-Residential Distributed Generation Program |  | 117.8905 | 1135.5276 | 133.1921 | 690.4856 | 381.2664 | 707.4301 | 1392.7687 | 686.913 | 859.915 | 707.0872 | 762.0129
Residential Electric Vehicle EE/DR |  | 0 | 116.8478 | 374.1157 | 750.9217 | 1318.7902 | 2158.2603 | 2623.3048 | 2651.9318 | 2679.4574 | 2706.0475 | 2731.9932
Residential Retail LED Lighting Program (NC only) | 7268.7893 | 7268.7893 | 7268.7893 | 7268.7893 | 7268.7893 | 7268.7893 | 7268.7893 | 7268.7893 | 7268.7893 | 7268.7893 | 7268.7893 | 7268.7893 | 7268.7893
Residential Smart Thermostat Management Program (DR) | 0 | 0 | -0.00023842 | 0 | 0.00047684 | 0 | 0 | 0 | 0.00095367 | 0.00095367 | 0.00095367 | 0 | 0
Blue means proposed

## Consolidated Savings
Base Program Savings % of SECTOR Sales
Full List | AEP Ohio | Ameren MO | BGE | ComEd | Consumers | DEC | DTE | Duke OH | Entergy AR | MidAm | First Energy Ohio | Xcel MN | Average | Average Highest 3 | Average Lowest 3
Residential appliances and lighting | 0.7728% | 0.1046% | 0.8594% | 1.295% | 0.7664% | 0.6773% | 1.161% | 1.266% | 0.4491% | 0.9451% | 1.299% | 1.453% | 0.9207% | 1.349% | 0.4104%
Residential HVAC |  | 0.3459% | 0.06425% | 0.03566% | 0.0692% | 0.02276% | 0.08236% |  | 0.1425% |  |  | 0.1613% | 0.1155% | 0.2166% | 0.04089%
Residential whole house-retrofit |  |  | 0.444% | 0.08566% | 0.04146% | 0.02611% | 0.02318% | 0.03569% | 0.385% | 0.06784% |  | 0.00392% | 0.1237% | 0.3049% | 0.01773%
Residential new construction | 0.03712% |  | 0.04257% | 0.0008248% | 0.004214% |  | 0.05193% |  |  | 0.05117% |  | 0.0299% | 0.0311% | 0.04856% | 0.01165%
Multifamily |  |  | 0.02221% | 0.04174% | 0.05731% | 0.07209% | 0.01717% |  | 0.05777% | 0.1243% |  | 0.0216% | 0.05178% | 0.08472% | 0.02033%
Low-income multifamily |  |  | 0.002822% | 0.0314% | 0.02873% |  | 0.007225% |  |  |  |  | 0.004219% | 0.01488% | 0.02245% | 0.004755%
Low-income single family |  |  | 0.007182% | 0.01071% | 0.07726% | 0.01763% | 0.02062% | 0.005021% |  |  |  | 0.01735% | 0.02225% | 0.03851% | 0.007639%
Low-income low-cost |  |  |  | 0.3434% | [8 empty] | 0.3434%
Residential behavioral | 0.4921% |  | 1.461% | 0.9916% | 0.3163% | 1.085% | 0.393% | 1.115% |  | 0.5349% |  | 0.1647% | 0.7281% | 1.22% | 0.2914%
Non-residential prescriptive | 0.795% | 0.8773% | 0.8074% | 0.7887% |  | 0.3603% | 0.7618% | 0.8252% | 0.09331% | 0.6985% | 0.2979% | 1.764% | 0.7336% | 1.155% | 0.2505%
Non-residential custom | 0.2461% | 0.4372% | 0.7142% | 0.07568% | 1.237% | 0.06546% | 0.353% | 0.3165% | 0.8756% | 1.695% |  | 1.048% | 0.6422% | 1.327% | 0.1291%
Non-residential new construction | 0.1749% | 0.09634% |  | 0.03663% | [5 empty] | 0.7798% |  | 0.4908% | 0.3157% | 0.6353% | 0.06648%
Non-residential small business | 0.09543% | 0.07511% | 0.13% | 0.341% | 0.2269% | 0.1568% |  | 0.1782% | 0.1317% |  | 0.4987% |  | 0.2038% | 0.3555% | 0.1002%
Large energy users | 0.1147% |  |  | 0.05275% | [7 empty] | 0.3991% | 0.1889% | 0.3991% | 0.05275%

## Consolidated Costs
Base Program $ per First Year MWh Saved
Full List | AEP Ohio | Ameren MO | BGE | ComEd | Consumers | DEC | DTE | Duke OH | Entergy AR | MidAm | First Energy Ohio | Xcel MN | Average | Average - outliers removed
Residential appliances and lighting | 136.4897 | 202.9071 | 146.3928 | 165.0095 | 148.7678 | 222.5896 | 124.7844 | 112.1761 | 215.8603 | 201.0878 | 106.624 | 58.2109 | 153.4083 | 151.1686
Residential HVAC |  | 233.0599 | 945.1895 | 735.0396 | 322.3639 | 1030.957 | 392.0935 |  | 188.0769 |  |  | 516.1667 | 545.3684 | 538.2801
Residential whole house-retrofit |  |  | 681.3462 | 393.3402 | 665.9404 | 366.4 | 356.603 | 405.8045 | 314.2937 | 708.1857 |  | 1901.08 | 643.666 | 511.0886
Residential new construction | 504.2832 |  | 656.8398 | 1685.6259 | 825.4117 |  | 570.2566 |  |  | 406.7481 |  | 268.1544 | 702.4743 | 592.7079
Multifamily |  |  |  |  | 425.9598 | 168.7006 | 202.3975 |  | 111.9082 | 559.0377 |  | 357.7833 | 304.2978 | 288.7103
Low-income multifamily |  |  | 2782.7977 | 1313.5871 | 474.0265 |  | 2377.9509 |  |  |  |  | 2878.3457 | 1965.3416 | 2189.9612
Low-income single family |  |  | 6834.5473 | 3720.7742 | 407.6175 | 1240.5436 | 1141.9055 | 1172.1103 |  |  |  | 858.9532 | 2196.6359 | 1626.8574
Low-income low-cost |  |  |  | 118.4211 | [8 empty] | 118.4211 | 118.4211
Residential behavioral | 18.6355 |  | 31.9672 | 19.0435 | 31.3221 | 41.2362 | 76.7991 | 43.3743 |  | 50.7641 |  | 112.8119 | 47.3282 | 42.0724
Non-residential prescriptive | 120.3499 | 136.304 | 274.8613 | 138.7774 |  | 150.9758 | 82.5445 | 128.3286 | 172.0068 | 180.2906 | 106.3144 | 129.9298 | 147.3348 | 140.3641
Non-residential custom | 103.4313 | 152.4147 | 429.0669 | 340.3428 | 180.4749 | 205.3812 | 159.4814 | 136.0642 | 326.482 | 235.0915 |  | 133.2188 | 218.3136 | 207.6613
Non-residential new construction | 160.3328 | 119.9624 |  | 340.2595 | [5 empty] | 126.5616 |  | 227.5523 | 194.9337 | 171.4822
Non-residential small business | 286.3381 | 225.5138 | 503.2537 | 267.7161 | 265.3169 | 200.2217 |  | 249.5442 | 267.1131 |  | 100.9958 |  | 262.8904 | 251.6805
Large energy users | 128.8892 |  |  | 208.277 | [7 empty] | 121.0567 | 152.7409 | 152.7409

## Consolidated EUL
Base Program Average Estimated Useful Life (years)
Full List | AEP Ohio | Ameren MO | BGE | ComEd | Consumers | DEC | DTE | Duke OH | Entergy AR | MidAm | First Energy Ohio | Xcel MN | Average
Residential appliances and lighting | 12.5 |  |  | 8.65 | 12.0323 |  | 12 |  |  |  | 9.5 |  | 10.9365
Residential HVAC |  |  | 12.3642 | 18.5 | 10.6061 |  | 11.13 | [5 empty] | 13.1501
Residential whole house-retrofit |  |  |  | 9.6 | 17.0616 |  | 19.205 | [5 empty] | 15.2889
Residential new construction | 21.5 |  | 14.7239 | 18 | 19.9982 |  | 14.71 | [5 empty] | 17.7864
Multifamily |  |  | 15.2607 | 9.4 | 14.8116 |  | 14.455 | [5 empty] | 13.4818
Low-income multifamily |  |  |  | 12.1333 | 13.4357 | [7 empty] | 12.7845
Low-income single family |  |  |  | 18.6 | 13.5388 | [7 empty] | 16.0694
Low-income low-cost |  |  |  | 9.2333 | [8 empty] | 9.2333
Residential behavioral | 1 |  | 1 | 5 | 1 |  | 1 | [5 empty] | 1.8
Non-residential prescriptive | 13 |  | 10.4904 | 11.2 |  |  | 11.695 |  |  |  | 11.55 |  | 11.5871
Non-residential custom | 17 |  | 11.3738 | 5.6 | 13.4955 |  | 9.7133 | [5 empty] | 11.4365
Non-residential new construction | 13 |  |  | 17.5 | [8 empty] | 15.25
Non-residential small business | 14 |  | 11.6766 | 12.35 | 11.6153 | [5 empty] | 13.6 |  | 12.6484
Large energy users | 7 |  |  | 7.75 | [8 empty] | 7.375

## Index_Penetration
|  |  | Average | Average Highest 3 | Average Lowest 3
Dominion 2019 Residential Sales | 29829089 | Residential appliances and lighting | 0.9207% | 1.349% | 0.4104%
Dominion 2019 Non- Residential Sales | 40170911 | Residential HVAC | 0.1155% | 0.2166% | 0.04089%
|  | Residential whole house-retrofit | 0.1237% | 0.3049% | 0.01773%
Residential Appliances & Lighting |  | Residential new construction | 0.0311% | 0.04856% | 0.01165%
Low | 0.4104% | Multifamily | 0.05178% | 0.08472% | 0.02033%
Medium | 0.9207% | Low-income multifamily | 0.01488% | 0.02245% | 0.004755%
High | 1.349% | Low-income single family | 0.02225% | 0.03851% | 0.007639%
|  | Low-income low-cost | 0.3434%
Residential HVAC |  | Residential behavioral | 0.7281% | 1.22% | 0.2914%
Low | 0.04089% | Non-residential prescriptive | 0.7336% | 1.155% | 0.2505%
Medium | 0.1155% | Non-residential custom | 0.6422% | 1.327% | 0.1291%
High | 0.2166% | Non-residential new construction | 0.3157% | 0.6353% | 0.06648%
|  | Non-residential small business | 0.2038% | 0.3555% | 0.1002%
Residential Whole House |  | Large energy users | 0.1889% | 0.3991% | 0.05275%
Low | 0.01773%
Medium | 0.1237% | From Consolidated Savings tab
High | 0.3049%
Residential New Construction
Low | 0.01165%
Medium | 0.0311%
High | 0.04856%
Multifamily
Low | 0.02033%
Medium | 0.05178%
High | 0.08472%
Residential Behavioral
Low | 0.2914%
Medium | 0.7281%
High | 1.22%
Non-Residential Prescriptive
Low | 0.2505%
Medium | 0.7336%
High | 1.155%
Non-Residential Custom
Low | 0.1291%
Medium | 0.6422%
High | 1.327%
Non-Residential New Construction
Low | 0.06648%
Medium | 0.3157%
High | 0.6353%
Non-Residential Small Business
Low | 0.1002%
Medium | 0.2038%
High | 0.3555%
Large Energy Users
Low | 0.05275%
Medium | 0.1889%
High | 0.3991%
Low-income multifamily
Low | 0.004755%
Medium | 0.01488%
High | 0.02245%
Low-income single family
Low | 0.007639%
Medium | 0.02225%
High | 0.03851%
Low-income low cost
Low | 0.3434%
Medium | 0.3434%
High | 0.3434%
Average Cost Residential Appliances & Lighting ($/annual MWh)

## Index_Cost
Cost Category 1 Programs ($) | 2020 | 2021 | 2022 | 2023 | 2024 | 2025
Residential appliances and lighting | 9820000 | 11960000 | 11960000 | 11960000 | 2140000 | 2140000
Residential HVAC | 33820000 | 33820000 | 1400000 | 1400000 | 0 | 0
Residential whole house-retrofit | 4680000 | 6920000 | 6920000 | 6920000 | 2240000 | 2240000
Residential new construction | 0 | 7200000 | 7200000 | 7200000 | 7200000 | 7200000
Multifamily (cross-cutting residential and commercial) | 0 | 2920000 | 2920000 | 2920000 | 2920000 | 2920000
Residential low-income (single family and multifamily) | 9300000 | 13360000 | 4060000 | 4060000 | 4060000 | 4060000
Residential behavioral | 1860000 | 1860000 | 1860000 | 1860000 | 1860000 | 0
Non-residential prescriptive | 12040000 | 14140000 | 14140000 | 6940000 | 2100000 | 2100000
Non-residential custom | 0 | 0 | 0 | 0 | 0 | 0
Non-residential new construction | 0 | 3020000 | 3020000 | 3020000 | 3020000 | 3020000
Non-residential small business | 7180000 | 11240000 | 6540000 | 6540000 | 4060000 | 4060000
From Dominion IRP filing
Cost Proposed Programs ($/annual MWh) | Average with outliers removed |  | Average | Average with outliers removed |  |  |  | Average | Average - outliers removed
Residential appliances and lighting | 151.1686 |  | 153.4083 | 151.1686 |  |  | Residential appliances and lighting | 153.4083 | 151.1686
Residential HVAC | 538.2801 |  | 545.3684 | 538.2801 |  |  | Residential HVAC | 545.3684 | 538.2801
Residential whole house-retrofit | 511.0886 |  | 643.666 | 511.0886 |  |  | Residential whole house-retrofit | 643.666 | 511.0886
Residential new construction | 592.7079 |  | 702.4743 | 592.7079 |  |  | Residential new construction | 702.4743 | 592.7079
Multifamily | 288.7103 |  | 304.2978 | 288.7103 |  |  | Multifamily | 304.2978 | 288.7103
Residential behavioral | 42.0724 |  | 47.3282 | 42.0724 |  |  | Low-income multifamily | 1965.3416 | 2189.9612
Non-residential prescriptive | 140.3641 |  | 147.3348 | 140.3641 |  |  | Low-income single family | 2196.6359 | 1626.8574
Non-residential custom | 207.6613 |  | 218.3136 | 207.6613 |  |  | Low-income low-cost | 118.4211 | 118.4211
Non-residential new construction | 171.4822 |  | 194.9337 | 171.4822 |  |  | Residential behavioral | 47.3282 | 42.0724
Non-residential small business | 251.6805 |  | 262.8904 | 251.6805 |  |  | Non-residential prescriptive | 147.3348 | 140.3641
Large energy users | 152.7409 |  | 152.7409 | 152.7409 |  |  | Non-residential custom | 218.3136 | 207.6613
LMI Programs: | [6 empty] | Non-residential new construction | 194.9337 | 171.4822
Low-income multifamily | 2189.9612 |  | 1965.3416 | 2189.9612 |  |  | Non-residential small business | 262.8904 | 251.6805
Low-income single family | 1626.8574 |  | 2196.6359 | 1626.8574 |  |  | Large energy users | 152.7409 | 152.7409
Low-income low-cost | 118.4211 |  | 118.4211 | 118.4211
From Consolidated Costs tab

## Index_EUL
| Average useful measure life | Weighted Average
Residential appliances and lighting | 10.9365 | 0.091041
Residential HVAC | 13.1501 | 0.40229
Residential whole house-retrofit | 15.2889 | 0.45374
Residential new construction | 17.7864 | 0.2899
Multifamily | 13.4818 | 0.38936
Residential behavioral | 1.8 | 0.34046
Non-residential prescriptive | 11.5871 | 3.8071
Non-residential custom | 11.4365 | 0.48546
Non-residential new construction | 15.25 | 0.4518
Non-residential small business | 12.6484 | 1.6278
Large energy users | 7.38 | 0.35264
LMI Programs:
Low-income multifamily | 12.7845
Low-income single family | 16.0694
Low-income low-cost | 9.2333
Average LMI EUL | 12.6958 | 1.5231
Sum of weighted average |  | 10.2146
From Consolidated EUL tab

## Res Apps + Lighting
Proposed Residential Appliances and Lighting
Year | 2020 | 2021 | 2022 | 2023 | 2024 | 2025 | 2026 | 2027 | 2028 | 2029 | 2030 | 2031
Ramp-up Period | 0 | 0 | 0 | 1 | 2 | 2 | 2 | 2 | 2 | 2 | 2 | 2
Program life | 0 | 0 | 0 | 1 | 2 | 3 | 4 | 5 | 6 | 7 | 8 | 9
Ramp-up Savings | 0 | 0 | 0 | 68659.6794 | 137319.3587 | 137319.3587 | 137319.3587 | 137319.3587 | 137319.3587 | 137319.3587 | 137319.3587 | 137319.3587
Proposed Incremental annual savings | 0 | 0 | 137319.3587 | 0 | 0 | 0 | 0 | 0 | 0 | 0 | 0 | 0
Cumulative annual savings | 0 | 0 | 137319.3587 | 137319.3587 | 137319.3587 | 137319.3587 | 137319.3587 | 137319.3587 | 137319.3587 | 137319.3587 | 137319.3587 | 137319.3587
Cumulative expired savings | 0 | 0 | 0 | 0 | 0 | 0 | 0 | 0 | 0 | 0 | 0 | 0
Proposed Total annual savings | 0 | 0 | 137319.3587 | 137319.3587 | 137319.3587 | 137319.3587 | 137319.3587 | 137319.3587 | 137319.3587 | 137319.3587 | 137319.3587 | 137319.3587
Category 1 Residential Appliances and Lighting
Category 1 Total annual savings | 259170.6666 | 270477.8155 | 334102.1856 | 440300.8856 | 493820.618 | 502082.1127 | 511369.6207 | 516698.3891 | 522302.4559 | 527479.9004 | 532531.723 | 537465.0593
Category 1 Incremental annual savings | 55387.3709 | 11307.1489 | 63624.3701 | 106198.7 | 53519.7325 | 8261.4946 | 9287.508 | 5328.7684 | 5604.0668 | 5177.4445 | 5051.8227 | 4933.3363
Total Residential Appliances and Lighting
Total annual savings | 259170.6666 | 270477.8155 | 471421.5443 | 577620.2443 | 631139.9768 | 639401.4714 | 648688.9794 | 654017.7478 | 659621.8146 | 664799.2591 | 669851.0818 | 674784.418
Incremental annual savings | 55387.3709 | 11307.1489 | 200943.7288 | 106198.7 | 53519.7325 | 8261.4946 | 9287.508 | 5328.7684 | 5604.0668 | 5177.4445 | 5051.8227 | 4933.3363
Costs for Category 1 programs | 9820000 | 11960000 | 11960000 | 11960000 | 2140000 | 2140000 | 0 | 0 | 0 | 0 | 0 | 0
Costs for proposed programs | 0 | 0 | 20758379.6414 | 0 | 0 | 0 | 0 | 0 | 0 | 0 | 0 | 0
Total cost ($) | 9820000 | 11960000 | 32718379.6414 | 11960000 | 2140000 | 2140000 | 0 | 0 | 0 | 0 | 0 | 0
First year savings | 137319.3587
Max savings | 274638.7175
Ramp up period | 2
Ramp up per year | 50%
Average useful measure life | 10.9365
Level of penetration | MED
Program life (How long we will get new savings) | 1
Program start year | 2022
Program end year | 2023
Dominion 2019 Residential Sales | 29829089
Level of penetration for Residential Appliances and Lighting (% Dominion sector sales)
Low | 0.4104%
Medium | 0.9207%
High | 1.349%
Cost ($/ MWh) Residential Appliances + Lighting | 151.1686
% achieved by Dominion Cat 1 programs
% achieved by proposed programs

## Res HVAC
Proposed Residential HVAC
Year | 2020 | 2021 | 2022 | 2023 | 2024 | 2025 | 2026 | 2027 | 2028 | 2029 | 2030 | 2031
Ramp-up Period | 0 | 0 | 0 | 1 | 2 | 3 | 4 | 4 | 4 | 4 | 4 | 4
Program life | 0 | 0 | 0 | 1 | 2 | 3 | 4 | 5 | 6 | 7 | 8 | 9
Ramp-up Savings | 0 | 0 | 0 | 6459.5472 | 12919.0944 | 19378.6415 | 25838.1887 | 25838.1887 | 25838.1887 | 25838.1887 | 25838.1887 | 25838.1887
Incremental annual savings | 0 | 0 | 8612.7296 | 15072.2768 | 21531.8239 | 27991.3711 | 34450.9183 | 34450.9183 | 34450.9183 | 34450.9183 | 0 | 0
Cumulative annual savings | 0 | 0 | 8612.7296 | 23685.0063 | 45216.8303 | 73208.2014 | 107659.1197 | 142110.038 | 176560.9563 | 211011.8746 | 211011.8746 | 211011.8746
Cumulative expired savings | 0 | 0 | 0 | 0 | 0 | 0 | 0 | 0 | 0 | 0 | 0 | 0
Total annual savings | 0 | 0 | 8612.7296 | 23685.0063 | 45216.8303 | 73208.2014 | 107659.1197 | 142110.038 | 176560.9563 | 211011.8746 | 211011.8746 | 211011.8746
Category 1 Residential HVAC
Total annual savings | 1593.5974 | 6243.8028 | 11660.1386 | 16432.6205 | 21074.8587 | 23443.8848 | 23708.4458 | 23967.4759 | 24216.6147 | 24457.1838 | 24691.8869 | 24921.0982
Incremental annual savings | 1593.5973 | 4650.2054 | 5416.3358 | 4772.4819 | 4642.2381 | 2369.0262 | 264.5609 | 259.0301 | 249.1388 | 240.5691 | 234.7031 | 229.2113
Total Residential HVAC
Total annual savings | 1593.5974 | 6243.8028 | 20272.8682 | 40117.6269 | 66291.6889 | 96652.0862 | 131367.5655 | 166077.5139 | 200777.571 | 235469.0584 | 235703.7615 | 235932.9728
Incremental annual savings | 1593.5973 | 4650.2054 | 14029.0654 | 19844.7587 | 26174.0621 | 30360.3973 | 34715.4792 | 34709.9484 | 34700.0571 | 34691.4874 | 234.7031 | 229.2113
Costs for Category 1 programs | 33820000 | 33820000 | 1400000 | 1400000 | 0 | 0 | 0 | 0 | 0 | 0 | 0 | 0
Costs for proposed programs | 0 | 0 | 4636060.8411 | 8113106.4719 | 11590152.1027 | 15067197.7335 | 18544243.3644 | 18544243.3644 | 18544243.3644 | 18544243.3644 | 0 | 0
Total cost ($) | 33820000 | 33820000 | 6036060.8411 | 9513106.4719 | 11590152.1027 | 15067197.7335 | 18544243.3644 | 18544243.3644 | 18544243.3644 | 18544243.3644 | 0 | 0
1590886.36
First year savings | 8612.7296 |  |  |  |  | 0.0524
Max savings | 34450.9183
Ramp up period | 4
Ramp up per year | 25%
Average useful measure life | 13.1501
Level of penetration | MED
Program life | 8
Program start year | 2022
Program end year | 2030
Dominion 2019 Residential Sales | 29829089
Level of penetration for Residential HVAC (% Dominion sector sales)
Low | 0.04089%
Medium | 0.1155%
High | 0.2166%
Cost ($/ MWH) Residential HVAC | 538.2801

## Res Whole House
Proposed Residential Whole House Retrofit
Year | 2020 | 2021 | 2022 | 2023 | 2024 | 2025 | 2026 | 2027 | 2028 | 2029 | 2030 | 2031
Ramp-up Period | 0 | 0 | 0 | 1 | 2 | 3 | 4 | 4 | 4 | 4 | 4 | 4
Program life | 0 | 0 | 0 | 1 | 2 | 3 | 4 | 5 | 6 | 7 | 8 | 9
Ramp-up Savings | 0 | 0 | 0 | 6915.8208 | 13831.6415 | 20747.4623 | 27663.283 | 27663.283 | 27663.283 | 27663.283 | 27663.283 | 27663.283
Incremental annual savings | 0 | 0 | 9221.0943 | 16136.9151 | 23052.7359 | 29968.5566 | 36884.3774 | 36884.3774 | 36884.3774 | 36884.3774 | 0 | 0
Cumulative annual savings | 0 | 0 | 9221.0943 | 25358.0094 | 48410.7453 | 78379.3019 | 115263.6793 | 152148.0566 | 189032.434 | 225916.8114 | 225916.8114 | 225916.8114
Cumulative expired savings | 0 | 0 | 0 | 0 | 0 | 0 | 0 | 0 | 0 | 0 | 0 | 0
Total annual savings | 0 | 0 | 9221.0943 | 25358.0094 | 48410.7453 | 78379.3019 | 115263.6793 | 152148.0566 | 189032.434 | 225916.8114 | 225916.8114 | 225916.8114
Category 1 Residential Whole House Retrofit
Total annual savings | 58421.9704 | 66309.8046 | 81181.406 | 98604.5051 | 106035.5153 | 105520.0868 | 102569.1392 | 100033.0002 | 99115.5772 | 96900.3272 | 94010.1435 | 90045.6898
Incremental annual savings | 4847.1455 | 7887.8342 | 14871.6015 | 17423.099 | 7431.0102 | -515.4285 | -2950.9475 | -2536.139 | -917.423 | -2215.25 | -2890.1837 | -3964.4537
Total Residential Whole House Retrofit
Total annual savings | 58421.9704 | 66309.8046 | 90402.5004 | 123962.5145 | 154446.2606 | 183899.3887 | 217832.8185 | 252181.0569 | 288148.0112 | 322817.1386 | 319926.9549 | 315962.5012
Incremental annual savings | 4847.1455 | 7887.8342 | 24092.6958 | 33560.0141 | 30483.7461 | 29453.1281 | 33933.4298 | 34348.2384 | 35966.9544 | 34669.1274 | -2890.1837 | -3964.4537
Costs for Category 1 programs | 4680000 | 6920000 | 6920000 | 6920000 | 2240000 | 2240000 | 0 | 0 | 0 | 0 | 0 | 0
Costs for proposed programs | 0 | 0 | 4712795.9159 | 8247392.8527 | 11781989.7896 | 15316586.7265 | 18851183.6634 | 18851183.6634 | 18851183.6634 | 18851183.6634 | 0 | 0
Total cost ($) | 4680000 | 6920000 | 11632795.9159 | 15167392.8527 | 14021989.7896 | 17556586.7265 | 18851183.6634 | 18851183.6634 | 18851183.6634 | 18851183.6634 | 0 | 0
First year savings | 9221.0943
Max savings | 36884.3774
Ramp up period | 4
Ramp up per year | 25%
Average useful measure life | 15.2889
Level of penetration | MED
Program life (How long we will get new savings) | 8
Program start year | 2022
Program end year | 2030
Dominion 2019 Residential Sales | 29829089
Level of penetration for Residential Whole House Retrofit (% Dominion sector sales)
Low | 0.01773%
Medium | 0.1237%
High | 0.3049%
Cost ($/ MWh) Residential Whole House Retrofit | 511.0886

## Res New Constr
Proposed Residential New Construction
Year | 2020 | 2021 | 2022 | 2023 | 2024 | 2025 | 2026 | 2027 | 2028 | 2029 | 2030 | 2031
Ramp-up Period | 0 | 0 | 0 | 0 | 0 | 1 | 2 | 3 | 4 | 4 | 4 | 4
Program life | 0 | 0 | 0 | 0 | 0 | 1 | 2 | 3 | 4 | 5 | 6 | 7
Ramp-up Savings | 0 | 0 | 0 | 0 | 0 | 1739.6501 | 3479.3003 | 5218.9504 | 6958.6006 | 6958.6006 | 6958.6006 | 6958.6006
Incremental annual savings | 0 | 0 | 0 | 0 | 2319.5335 | 4059.1837 | 5798.8338 | 7538.484 | 9278.1341 | 9278.1341 | 0 | 0
Cumulative annual savings | 0 | 0 | 0 | 0 | 2319.5335 | 6378.7172 | 12177.551 | 19716.035 | 28994.1691 | 38272.3033 | 38272.3033 | 38272.3033
Cumulative expired savings | 0 | 0 | 0 | 0 | 0 | 0 | 0 | 0 | 0 | 0 | 0 | 0
Total annual savings | 0 | 0 | 0 | 0 | 2319.5335 | 6378.7172 | 12177.551 | 19716.035 | 28994.1691 | 38272.3033 | 38272.3033 | 38272.3033
Category 1 Residential New Construction
Total annual savings | 0 | 4504.1879 | 14094.8162 | 25339.3612 | 37234.0536 | 49350.441 | 55070.6825 | 55671.2494 | 56248.6553 | 56806.5948 | 57351.0113 | 57882.6504
Incremental annual savings | 0 | 4504.1879 | 9590.6283 | 11244.545 | 11894.6924 | 12116.3874 | 5720.2415 | 600.5669 | 577.4059 | 557.9395 | 544.4164 | 531.6391
Total Residential New Construction
Total annual savings | 0 | 4504.1879 | 14094.8162 | 25339.3612 | 39553.5871 | 55729.1582 | 67248.2336 | 75387.2844 | 85242.8244 | 95078.8981 | 95623.3145 | 96154.9536
Incremental annual savings | 0 | 4504.1879 | 9590.6283 | 11244.545 | 14214.226 | 16175.571 | 11519.0754 | 8139.0508 | 9855.5401 | 9836.0737 | 544.4164 | 531.6391
Costs for Category 1 programs | 0 | 7200000 | 7200000 | 7200000 | 7200000 | 7200000 | 0 | 0 | 0 | 0 | 0 | 0
Costs for proposed programs | 0 | 0 | 0 | 0 | 1374805.8124 | 2405910.1717 | 3437014.531 | 4468118.8903 | 5499223.2496 | 5499223.2496 | 0 | 0
Total cost ($) | 0 | 7200000 | 7200000 | 7200000 | 8574805.8124 | 9605910.1717 | 3437014.531 | 4468118.8903 | 5499223.2496 | 5499223.2496 | 0 | 0
First year savings | 2319.5335
Max savings | 9278.1341
Ramp up period | 4
Ramp up per year | 25%
Average useful measure life | 17.7864
Level of penetration | MED
Program life (How long we will get new savings) | 6
Program start year | 2024
Program end year | 2030
Dominion 2019 Residential Sales | 29829089
Level of penetration for Residential New Construction (% Dominion sector sales)
Low | 0.01165%
Medium | 0.0311%
High | 0.04856%
Cost ($/ MWh) Residential New Construction | 592.7079

## Multifamily
Proposed Multifamily
Year | 2020 | 2021 | 2022 | 2023 | 2024 | 2025 | 2026 | 2027 | 2028 | 2029 | 2030 | 2031
Ramp-up Period | 0 | 0 | 0 | 1 | 2 | 3 | 4 | 4 | 4 | 4 | 4 | 4
Program life | 0 | 0 | 0 | 1 | 2 | 3 | 4 | 5 | 6 | 7 | 8 | 9
Ramp-up Savings | 0 | 0 | 0 | 2895.821 | 5791.642 | 8687.463 | 11583.2841 | 11583.2841 | 11583.2841 | 11583.2841 | 11583.2841 | 11583.2841
Incremental annual savings | 0 | 0 | 3861.0947 | 6756.9157 | 9652.7367 | 12548.5577 | 15444.3787 | 15444.3787 | 15444.3787 | 15444.3787 | 0 | 0
Cumulative annual savings | 0 | 0 | 3861.0947 | 10618.0104 | 20270.7471 | 32819.3048 | 48263.6836 | 63708.0623 | 79152.4411 | 94596.8198 | 94596.8198 | 94596.8198
Cumulative expired savings | 0 | 0 | 0 | 0 | 0 | 0 | 0 | 0 | 0 | 0 | 0 | 0
Total annual savings | 0 | 0 | 3861.0947 | 10618.0104 | 20270.7471 | 32819.3048 | 48263.6836 | 63708.0623 | 79152.4411 | 94596.8198 | 94596.8198 | 94596.8198
Category 1 Multifamily
Total annual savings | 0 | 5776.113 | 19341.1548 | 35454.3638 | 51567.5697 | 67680.7737 | 75245.0533 | 76035.3489 | 76796.3676 | 77532.7768 | 78252.12 | 78955.3347
Incremental annual savings | 0 | 5776.113 | 13565.0418 | 16113.209 | 16113.2059 | 16113.204 | 7564.2796 | 790.2956 | 761.0188 | 736.4092 | 719.3432 | 703.2146
Total Multifamily
Total annual savings | 0 | 5776.113 | 23202.2495 | 46072.3742 | 71838.3168 | 100500.0786 | 123508.7369 | 139743.4112 | 155948.8087 | 172129.5966 | 172848.9398 | 173552.1545
Incremental annual savings | 0 | 5776.113 | 17426.1365 | 22870.1247 | 25765.9426 | 28661.7617 | 23008.6583 | 16234.6743 | 16205.3975 | 16180.7879 | 719.3432 | 703.2146
Costs for Category 1 programs | 0 | 2920000 | 2920000 | 2920000 | 2920000 | 2920000 | 0 | 0 | 0 | 0 | 0 | 0
Costs for proposed programs | 0 | 0 | 2288501.2639 | 4004877.2117 | 5721253.1596 | 7437629.1075 | 9154005.0554 | 9154005.0554 | 9154005.0554 | 9154005.0554 | 0 | 0
Total cost ($) | 0 | 2920000 | 5208501.2639 | 6924877.2117 | 8641253.1596 | 10357629.1075 | 9154005.0554 | 9154005.0554 | 9154005.0554 | 9154005.0554 | 0 | 0
First year savings | 3861.0947
Max savings | 15444.3787
Ramp up period | 4
Ramp up per year | 25%
Average useful measure life | 13.4818
Level of penetration | MED
Program life (How long we will get new savings) | 8
Program start year | 2022
Program end year | 2030
Dominion 2019 Residential Sales | 29829089
Level of penetration for Multifamily (% Dominion sector sales)
Low | 0.02033%
Medium | 0.05178%
High | 0.08472%
Cost ($/ MWH) Multifamily | 592.7079

## LMI
LMI Programs
LMI Program 1 (Low-income multifamily)
Year | 2020 | 2021 | 2022 | 2023 | 2024 | 2025 | 2026 | 2027 | 2028 | 2029 | 2030 | 2031
Ramp-up Period | 0 | 0 | 0 | 1 | 2 | 2 | 2 | 2 | 2 | 2 | 2 | 2
Program life | 0 | 0 | 0 | 1 | 2 | 3 | 4 | 5 | 6 | 7 | 8 | 9
Ramp-up Savings | 0 | 0 | 0 | 1674.2892 | 3348.5784 | 3348.5784 | 3348.5784 | 3348.5784 | 3348.5784 | 3348.5784 | 3348.5784 | 3348.5784
Incremental annual savings | 0 | 0 | 3348.5784 | 5022.8677 | 6697.1569 | 6697.1569 | 6697.1569 | 6697.1569 | 6697.1569 | 6697.1569 | 0 | 0
Cumulative annual savings | 0 | 0 | 3348.5784 | 8371.4461 | 15068.603 | 21765.7599 | 28462.9168 | 35160.0737 | 41857.2306 | 48554.3875 | 48554.3875 | 48554.3875
Cumulative expired savings | 0 | 0 | 0 | 0 | 0 | 0 | 0 | 0 | 0 | 0 | 0 | 0
Total annual savings | 0 | 0 | 3348.5784 | 8371.4461 | 15068.603 | 21765.7599 | 28462.9168 | 35160.0737 | 41857.2306 | 48554.3875 | 48554.3875 | 48554.3875
LMI Program 2 (Low-income single family)
Year | 2020 | 2021 | 2022 | 2023 | 2024 | 2025 | 2026 | 2027 | 2028 | 2029 | 2030 | 2031
Ramp-up Period | 0 | 0 | 0 | 1 | 2 | 2 | 2 | 2 | 2 | 2 | 2 | 2
Program life | 0 | 0 | 0 | 1 | 2 | 3 | 4 | 5 | 6 | 7 | 8 | 9
Ramp-up Savings | 0 | 0 | 0 | 2871.4787 | 5742.9574 | 5742.9574 | 5742.9574 | 5742.9574 | 5742.9574 | 5742.9574 | 5742.9574 | 5742.9574
Incremental annual savings | 0 | 0 | 5742.9574 | 8614.4361 | 11485.9147 | 11485.9147 | 11485.9147 | 11485.9147 | 11485.9147 | 11485.9147 | 0 | 0
Cumulative annual savings | 0 | 0 | 5742.9574 | 14357.3934 | 25843.3082 | 37329.2229 | 48815.1377 | 60301.0524 | 71786.9672 | 83272.8819 | 83272.8819 | 83272.8819
Cumulative expired savings | 0 | 0 | 0 | 0 | 0 | 0 | 0 | 0 | 0 | 0 | 0 | 0
Total annual savings | 0 | 0 | 5742.9574 | 14357.3934 | 25843.3082 | 37329.2229 | 48815.1377 | 60301.0524 | 71786.9672 | 83272.8819 | 83272.8819 | 83272.8819
LMI Program 3 (Low-income low cost)
Year | 2020 | 2021 | 2022 | 2023 | 2024 | 2025 | 2026 | 2027 | 2028 | 2029 | 2030 | 2031
Ramp-up Period | 0 | 0 | 0 | 1 | 2 | 2 | 2 | 2 | 2 | 2 | 2 | 2
Program life | 0 | 0 | 0 | 1 | 2 | 3 | 4 | 5 | 6 | 7 | 8 | 9
Ramp-up Savings | 0 | 0 | 0 | 25607.8803 | 51215.7606 | 51215.7606 | 51215.7606 | 51215.7606 | 51215.7606 | 51215.7606 | 51215.7606 | 51215.7606
Incremental annual savings | 0 | 0 | 51215.7606 | 76823.6409 | 102431.5211 | 102431.5211 | 102431.5211 | 102431.5211 | 102431.5211 | 102431.5211 | 0 | 0
Cumulative annual savings | 0 | 0 | 51215.7606 | 128039.4014 | 230470.9226 | 332902.4437 | 435333.9649 | 537765.486 | 640197.0071 | 742628.5283 | 742628.5283 | 742628.5283
Cumulative expired savings | 0 | 0 | 0 | 0 | 0 | 0 | 0 | 0 | 0 | 0 | 0 | 51215.7606
Total annual savings | 0 | 0 | 51215.7606 | 128039.4014 | 230470.9226 | 332902.4437 | 435333.9649 | 537765.486 | 640197.0071 | 742628.5283 | 742628.5283 | 691412.7677
Category 1 Savings from LMI Programs
Total annual savings | 20675.3707 | 25165.7504 | 33104.9414 | 41044.1322 | 45369.666 | 43815.8192 | 41216.4561 | 39465.2899 | 37921.4881 | 36948.2813 | 36745.3019 | 36600.6319
Incremental annual savings | 1485.1151 | 4490.3797 | 7939.191 | 7939.1908 | 4325.5339 | -1553.8468 | -2599.3631 | -1751.1662 | -1543.8018 | -973.2068 | -202.9794 | -144.67
Total LMI Programs
Total annual savings | 20675.3707 | 25165.7504 | 93412.2378 | 191812.3731 | 316752.4998 | 435813.2457 | 553828.4754 | 672691.902 | 791762.693 | 911404.079 | 911201.0996 | 859840.669
Incremental annual savings | 1485.1151 | 4490.3797 | 68246.4874 | 98400.1354 | 124940.1267 | 119060.7459 | 118015.2297 | 118863.4266 | 119070.791 | 119641.386 | -202.9794 | -144.67
Costs for Category 1 programs (Total residential low-income) | 9300000 | 13360000 | 4060000 | 4060000 | 4060000 | 4060000 | 0 | 0 | 0 | 0 | 0 | 0
Costs for Low-income multifamily | 0 | 0 | 7333256.9655 | 10999885.4483 | 14666513.9311 | 14666513.9311 | 14666513.9311 | 14666513.9311 | 14666513.9311 | 14666513.9311 | 0 | 0
Costs for Low-income single family | 0 | 0 | 9342972.4422 | 14014458.6632 | 18685944.8843 | 18685944.8843 | 18685944.8843 | 18685944.8843 | 18685944.8843 | 18685944.8843 | 0 | 0
Costs for Low-income low cost | 0 | 0 | 6065025.8722 | 9097538.8083 | 12130051.7444 | 12130051.7444 | 12130051.7444 | 12130051.7444 | 12130051.7444 | 12130051.7444 | 0 | 0
Total cost ($) | 9300000 | 13360000 | 26801255.2799 | 38171882.9199 | 49542510.5598 | 49542510.5598 | 45482510.5598 | 45482510.5598 | 45482510.5598 | 45482510.5598 | 0 | 0
LMI Program 1 (Low-income multifamily)
First year savings | 3348.5784
Max savings | 6697.1569
Ramp up period | 2
Ramp up per year | 50%
Average useful measure life | 12.7845
Level of penetration | HIGH
Program life (How long we will get new savings) | 8
Program start year | 2022
Program end year | 2030
Dominion 2019 Residential Sales | 29829089
Level of penetration for low-income multifamily (% Dominion sector sales)
Low | 0.004755%
Medium | 0.01488%
High | 0.02245%
Cost ($/ MWh) Low-income multifamily | 2189.9612
LMI Program 2 (Low-income single family)
First year savings | 5742.9574
Max savings | 11485.9147
Ramp up period | 2
Ramp up per year | 50%
Average useful measure life | 16.0694
Level of penetration | HIGH
Program life (How long we will get new savings) | 8
Program start year | 2022
Program end year | 2030
Cost ($/MWh) Low-income single family | 1626.8574
Dominion 2019 Residential Sales | 29829089
Level of penetration for low-income single family (% Dominion sector sales)
Low | 0.007639%
Medium | 0.02225%
High | 0.03851%
LMI Program 3 (Low-income low cost)
First year savings | 51215.7606
Max savings | 102431.5211
Ramp up period | 2
Ramp up per year | 50%
Average useful measure life | 9.2333
Level of penetration | HIGH
Program life (How long we will get new savings) | 8
Program start year | 2022
Program end year | 2030
Cost ($/MWh) Low-income low cost | 118.4211
Dominion 2019 Residential Sales | 29829089
Level of penetration for low-income low cost (% Dominion sector sales)
Low | 0.3434%
Medium | 0.3434%
High | 0.3434%

## Res Behavioral
Proposed Residential Behavioral
Year | 2020 | 2021 | 2022 | 2023 | 2024 | 2025 | 2026 | 2027 | 2028 | 2029 | 2030 | 2031
Ramp-up Period | 0 | 0 | 0 | 1 | 2 | 3 | 4 | 4 | 4 | 4 | 4 | 4
Program life | 0 | 0 | 0 | 1 | 2 | 3 | 4 | 5 | 6 | 7 | 8 | 9
Ramp-up Savings | 0 | 0 | 0 | 40724.055 | 81448.1099 | 122172.1649 | 162896.2198 | 162896.2198 | 162896.2198 | 162896.2198 | 162896.2198 | 162896.2198
Incremental annual savings | 0 | 0 | 54298.7399 | 95022.7949 | 135746.8498 | 176470.9048 | 217194.9597 | 217194.9597 | 217194.9597 | 217194.9597 | 0 | 0
Cumulative annual savings | 0 | 0 | 54298.7399 | 149321.5348 | 285068.3847 | 461539.2894 | 678734.2492 | 895929.2089 | 1113124.1687 | 1330319.1284 | 1330319.1284 | 1330319.1284
Cumulative expired savings | 0 | 0 | 0 | 54298.7399 | 149321.5348 | 285068.3847 | 461539.2894 | 678734.2492 | 895929.2089 | 1113124.1687 | 1330319.1284 | 1330319.1284
Total annual savings | 0 | 0 | 54298.7399 | 95022.7949 | 135746.8498 | 176470.9048 | 217194.9597 | 217194.9597 | 217194.9597 | 217194.9597 | 0 | 0
Category 1 Residential Behavioral
Total annual savings | 50809.7839 | 49024.8146 | 45649.2767 | 42503.4866 | 39569.7708 | 50809.7839 | 49024.8146 | 45649.2767 | 42503.4866 | 39569.7708 | 50809.7839 | 49024.8146
Incremental annual savings | 50809.7839 | -1784.9693 | -3375.5379 | -3145.7901 | -2933.7158 | 11240.0131 | -1784.9693 | -3375.5379 | -3145.7901 | -2933.7158 | 11240.0131 | -1784.9693
Total Residential Behavioral
Total annual savings | 50809.7839 | 49024.8146 | 99948.0167 | 137526.2815 | 175316.6206 | 227280.6887 | 266219.7743 | 262844.2365 | 259698.4464 | 256764.7305 | 50809.7839 | 49024.8146
Incremental annual savings | 50809.7839 | -1784.9693 | 50923.2021 | 91877.0048 | 132813.134 | 187710.9179 | 215409.9904 | 213819.4219 | 214049.1696 | 214261.2439 | 11240.0131 | -1784.9693
Costs for Category 1 programs | 1860000 | 1860000 | 1860000 | 1860000 | 1860000 | 0 | 0 | 0 | 0 | 0 | 0 | 0
Costs for proposed programs | 0 | 0 | 2284476.4176 | 3997833.7308 | 5711191.044 | 7424548.3572 | 9137905.6704 | 9137905.6704 | 9137905.6704 | 9137905.6704 | 0 | 0
Total cost ($) | 1860000 | 1860000 | 4144476.4176 | 5857833.7308 | 7571191.044 | 7424548.3572 | 9137905.6704 | 9137905.6704 | 9137905.6704 | 9137905.6704 | 0 | 0
First year savings | 54298.7399
Max savings | 217194.9597
Ramp up period | 4
Ramp up per year | 25%
Average useful measure life | 1.8
Level of penetration | MED
Program life (How long we will get new savings) | 8
Program start year | 2022
Program end year | 2030
Dominion 2019 Residential Sales | 29829089
Level of penetration for Residential Behavioral (% Dominion sector sales)
Low | 0.2914%
Medium | 0.7281%
High | 1.22%
Cost ($/ MWh) Residential Behavioral | 42.0724

## Non-Res Prescriptive
Proposed Non-Residential Prescriptive
Year | 2020 | 2021 | 2022 | 2023 | 2024 | 2025 | 2026 | 2027 | 2028 | 2029 | 2030 | 2031
Ramp-up Period | 0 | 0 | 0 | 1 | 2 | 3 | 4 | 4 | 4 | 4 | 4 | 4
Program life | 0 | 0 | 0 | 1 | 2 | 3 | 4 | 5 | 6 | 7 | 8 | 9
Ramp-up Savings | 0 | 0 | 0 | 87025.8947 | 174051.7895 | 261077.6842 | 348103.5789 | 348103.5789 | 348103.5789 | 348103.5789 | 348103.5789 | 348103.5789
Incremental annual savings | 0 | 0 | 116034.5263 | 203060.421 | 290086.3158 | 377112.2105 | 464138.1052 | 464138.1052 | 464138.1052 | 464138.1052 | 0 | 0
Cumulative annual savings | 0 | 0 | 116034.5263 | 319094.9474 | 609181.2631 | 986293.4737 | 1450431.5789 | 1914569.6842 | 2378707.7894 | 2842845.8947 | 2842845.8947 | 2842845.8947
Cumulative expired savings | 0 | 0 | 0 | 0 | 0 | 0 | 0 | 0 | 0 | 0 | 0 | 0
Total annual savings | 0 | 0 | 116034.5263 | 319094.9474 | 609181.2631 | 986293.4737 | 1450431.5789 | 1914569.6842 | 2378707.7894 | 2842845.8947 | 2842845.8947 | 2842845.8947
Category 1 Non-Residential Prescriptive
Total annual savings | 348716.6314 | 351035.4148 | 348364.353 | 359526.5724 | 340750.8361 | 289710.7037 | 244037.923 | 207391.1445 | 192533.8732 | 193202.1457 | 145803.9447 | 137963.99
Incremental annual savings | 18559.4813 | 2318.7834 | -2671.0618 | 11162.2194 | -18775.7363 | -51040.1324 | -45672.7806 | -36646.7785 | -14857.2713 | 668.2725 | -47398.201 | -7839.9547
Total Non-Residential Prescriptive
Total annual savings | 348716.6314 | 351035.4148 | 464398.8793 | 678621.5198 | 949932.0992 | 1276004.1773 | 1694469.5019 | 2121960.8287 | 2571241.6626 | 3036048.0403 | 2988649.8394 | 2980809.8847
Incremental annual savings | 18559.4813 | 2318.7834 | 113363.4645 | 214222.6405 | 271310.5795 | 326072.0781 | 418465.3246 | 427491.3267 | 449280.834 | 464806.3777 | -47398.201 | -7839.9547
Costs for Category 1 programs | 12040000 | 14140000 | 14140000 | 6940000 | 2100000 | 2100000 | 0 | 0 | 0 | 0 | 0 | 0
Costs for proposed programs | 0 | 0 | 16287087.2231 | 28502402.6405 | 40717718.0578 | 52933033.4752 | 65148348.8925 | 65148348.8925 | 65148348.8925 | 65148348.8925 | 0 | 0
Total cost ($) | 12040000 | 14140000 | 30427087.2231 | 35442402.6405 | 42817718.0578 | 55033033.4752 | 65148348.8925 | 65148348.8925 | 65148348.8925 | 65148348.8925 | 0 | 0
First year savings | 116034.5263
Max savings | 464138.1052
Ramp up period | 4
Ramp up per year | 25%
Average useful measure life | 11.5871
Level of penetration | HIGH
Program life (How long we will get new savings) | 8
Program start year | 2022
Program end year | 2030
Dominion 2019 Non-Residential Sales | 40170911
Level of penetration for Non-Residential Prescriptive (% Dominion sector sales)
Low | 0.2505%
Medium | 0.7336%
High | 1.155%
Cost ($/ MWh) Non-Residential Prescriptive | 140.3641

## Non-Res Custom
Proposed Non-Residential Custom
Year | 2020 | 2021 | 2022 | 2023 | 2024 | 2025 | 2026 | 2027 | 2028 | 2029 | 2030 | 2031
Ramp-up Period | 0 | 0 | 0 | 1 | 2 | 3 | 4 | 4 | 4 | 4 | 4 | 4
Program life | 0 | 0 | 0 | 1 | 2 | 3 | 4 | 5 | 6 | 7 | 8 | 9
Ramp-up Savings | 0 | 0 | 0 | 9721.6435 | 19443.287 | 29164.9304 | 38886.5739 | 38886.5739 | 38886.5739 | 38886.5739 | 38886.5739 | 38886.5739
Incremental annual savings | 0 | 0 | 12962.1913 | 22683.8348 | 32405.4783 | 42127.1217 | 51848.7652 | 51848.7652 | 51848.7652 | 51848.7652 | 0 | 0
Cumulative annual savings | 0 | 0 | 12962.1913 | 35646.0261 | 68051.5043 | 110178.6261 | 162027.3913 | 213876.1565 | 265724.9217 | 317573.6869 | 317573.6869 | 317573.6869
Cumulative expired savings | 0 | 0 | 0 | 0 | 0 | 0 | 0 | 0 | 0 | 0 | 0 | 0
Total annual savings | 0 | 0 | 12962.1913 | 35646.0261 | 68051.5043 | 110178.6261 | 162027.3913 | 213876.1565 | 265724.9217 | 317573.6869 | 317573.6869 | 317573.6869
Category 1 Non-Residential Custom
Total annual savings | 116543.6668 | 99286.7851 | 85654.1624 | 82377.7952 | 80567.3752 | 80567.3752 | 80567.3752 | 80567.3752 | 80567.3752 | 80567.3752 | 80567.3752 | 80567.3752
Incremental annual savings | -3767.6582 | -17256.8817 | -13632.6227 | -3276.3672 | -1810.42 | 0 | 0 | 0 | 0 | 0 | 0 | 0
Total Non-Residential Custom
Total annual savings | 116543.6668 | 99286.7851 | 98616.3537 | 118023.8213 | 148618.8795 | 190746.0012 | 242594.7664 | 294443.5317 | 346292.2969 | 398141.0621 | 398141.0621 | 398141.0621
Incremental annual savings | -3767.6582 | -17256.8817 | -670.4314 | 19407.4676 | 30595.0582 | 42127.1217 | 51848.7652 | 51848.7652 | 51848.7652 | 51848.7652 | 0 | 0
Costs for Category 1 programs | 0 | 0 | 0 | 0 | 0 | 0 | 0 | 0 | 0 | 0 | 0 | 0
Costs for proposed programs | 0 | 0 | 2691745.1542 | 4710554.0199 | 6729362.8856 | 8748171.7512 | 10766980.6169 | 10766980.6169 | 10766980.6169 | 10766980.6169 | 0 | 0
Total cost ($) | 0 | 0 | 2691745.1542 | 4710554.0199 | 6729362.8856 | 8748171.7512 | 10766980.6169 | 10766980.6169 | 10766980.6169 | 10766980.6169 | 0 | 0
First year savings | 12962.1913
Max savings | 51848.7652
Ramp up period | 4
Ramp up per year | 25%
Average useful measure life | 11.4365
Level of penetration | LOW
Program life (How long we will get new savings) | 8
Program start year | 2022
Program end year | 2030
Dominion 2019 Non-Residential Sales | 40170911
Level of penetration for Non-Residential Custom (% Dominion sector sales)
Low | 0.1291%
Medium | 0.6422%
High | 1.327%
Cost ($/ MWh) Non-Residential Custom | 207.6613

## Non-Res New Constr
Proposed Non-Residential New Construction
Year | 2020 | 2021 | 2022 | 2023 | 2024 | 2025 | 2026 | 2027 | 2028 | 2029 | 2030 | 2031
Ramp-up Period | 0 | 0 | 0 | 1 | 2 | 3 | 4 | 4 | 4 | 4 | 4 | 4
Program life | 0 | 0 | 0 | 1 | 2 | 3 | 4 | 5 | 6 | 7 | 8 | 9
Ramp-up Savings | 0 | 0 | 0 | 5007.5059 | 10015.0119 | 15022.5178 | 20030.0237 | 20030.0237 | 20030.0237 | 20030.0237 | 20030.0237 | 20030.0237
Incremental annual savings | 0 | 0 | 6676.6746 | 11684.1805 | 16691.6865 | 21699.1924 | 26706.6983 | 26706.6983 | 26706.6983 | 26706.6983 | 0 | 0
Cumulative annual savings | 0 | 0 | 6676.6746 | 18360.8551 | 35052.5416 | 56751.734 | 83458.4323 | 110165.1306 | 136871.8289 | 163578.5273 | 163578.5273 | 163578.5273
Cumulative expired savings | 0 | 0 | 0 | 0 | 0 | 0 | 0 | 0 | 0 | 0 | 0 | 0
Total annual savings | 0 | 0 | 6676.6746 | 18360.8551 | 35052.5416 | 56751.734 | 83458.4323 | 110165.1306 | 136871.8289 | 163578.5273 | 163578.5273 | 163578.5273
Category 1 Non-Residential New Construction
Total annual savings | 0 | 564.0856 | 2437.258 | 6415.0816 | 12960.5147 | 20663.344 | 24254.557 | 24468.4401 | 24676.3428 | 24878.9821 | 25077.7959 | 25273.0131
Incremental annual savings | 0 | 564.0856 | 1873.1724 | 3977.8236 | 6545.4331 | 7702.8293 | 3591.213 | 213.8832 | 207.9027 | 202.6393 | 198.8138 | 195.2171
Total Non-Residential New Construction
Total annual savings | 0 | 564.0856 | 9113.9326 | 24775.9367 | 48013.0563 | 77415.078 | 107712.9892 | 134633.5707 | 161548.1718 | 188457.5094 | 188656.3232 | 188851.5404
Incremental annual savings | 0 | 564.0856 | 8549.847 | 15662.0042 | 23237.1195 | 29402.0217 | 30297.9113 | 26920.5815 | 26914.601 | 26909.3376 | 198.8138 | 195.2171
Costs for Category 1 programs | 0 | 3020000 | 3020000 | 3020000 | 3020000 | 3020000 | 0 | 0 | 0 | 0 | 0 | 0
Costs for proposed programs | 0 | 0 | 1144931.0203 | 2003629.2855 | 2862327.5507 | 3721025.8159 | 4579724.0811 | 4579724.0811 | 4579724.0811 | 4579724.0811 | 0 | 0
Total cost ($) | 0 | 3020000 | 4164931.0203 | 5023629.2855 | 5882327.5507 | 6741025.8159 | 4579724.0811 | 4579724.0811 | 4579724.0811 | 4579724.0811 | 0 | 0
First year savings | 6676.6746
Max savings | 26706.6983
Ramp up period | 4
Ramp up per year | 25%
Average useful measure life | 15.25
Level of penetration | LOW
Program life (How long we will get new savings) | 8
Program start year | 2022
Program end year | 2030
Dominion 2019 Non-Residential Sales | 40170911
Level of penetration for Non-Residential New Construction (% Dominion sector sales)
Low | 0.06648%
Medium | 0.3157%
High | 0.6353%
Cost ($/ MWh) Non-Residential New Construction | 171.4822

## Non-Res Small Bus
Proposed Non-Residential Small Business
Year | 2020 | 2021 | 2022 | 2023 | 2024 | 2025 | 2026 | 2027 | 2028 | 2029 | 2030 | 2031
Ramp-up Period | 0 | 0 | 0 | 1 | 2 | 3 | 4 | 4 | 4 | 4 | 4 | 4
Program life | 0 | 0 | 0 | 1 | 2 | 3 | 4 | 5 | 6 | 7 | 8 | 9
Ramp-up Savings | 0 | 0 | 0 | 26776.992 | 53553.9839 | 80330.9759 | 107107.9678 | 107107.9678 | 107107.9678 | 107107.9678 | 107107.9678 | 107107.9678
Incremental annual savings | 0 | 0 | 35702.6559 | 62479.6479 | 89256.6399 | 116033.6318 | 142810.6238 | 142810.6238 | 142810.6238 | 142810.6238 | 0 | 0
Cumulative annual savings | 0 | 0 | 35702.6559 | 98182.3038 | 187438.9437 | 303472.5755 | 446283.1993 | 589093.8231 | 731904.4468 | 874715.0706 | 874715.0706 | 874715.0706
Cumulative expired savings | 0 | 0 | 0 | 0 | 0 | 0 | 0 | 0 | 0 | 0 | 0 | 0
Total annual savings | 0 | 0 | 35702.6559 | 98182.3038 | 187438.9437 | 303472.5755 | 446283.1993 | 589093.8231 | 731904.4468 | 874715.0706 | 874715.0706 | 874715.0706
Category 1 Non-Residential Small Business
Total annual savings | 81461.2675 | 107110.691 | 127594.2149 | 148117.0854 | 164407.2537 | 176094.4988 | 181685.7052 | 182923.9956 | 184126.5714 | 185298.5284 | 186419.4428 | 187101.7425
Incremental annual savings | 28917.5018 | 25649.4235 | 20483.5239 | 20522.8705 | 16290.1682 | 11687.2451 | 5591.2065 | 1238.2903 | 1202.5759 | 1171.957 | 1120.9144 | 682.2997
Total Non-Residential Small Business
Total annual savings | 81461.2675 | 107110.691 | 163296.8709 | 246299.3893 | 351846.1974 | 479567.0743 | 627968.9045 | 772017.8186 | 916031.0183 | 1060013.599 | 1061134.5134 | 1061816.8131
Incremental annual savings | 28917.5018 | 25649.4235 | 56186.1799 | 83002.5184 | 105546.8081 | 127720.8769 | 148401.8302 | 144048.9141 | 144013.1997 | 143982.5807 | 1120.9144 | 682.2997
Costs for Category 1 programs | 7180000 | 11240000 | 6540000 | 6540000 | 4060000 | 4060000 | 0 | 0 | 0 | 0 | 0 | 0
Costs for proposed programs | 0 | 0 | 8985663.9969 | 15724911.9945 | 22464159.9922 | 29203407.9899 | 35942655.9875 | 35942655.9875 | 35942655.9875 | 35942655.9875 | 0 | 0
Total cost ($) | 7180000 | 11240000 | 15525663.9969 | 22264911.9945 | 26524159.9922 | 33263407.9899 | 35942655.9875 | 35942655.9875 | 35942655.9875 | 35942655.9875 | 0 | 0
First year savings | 35702.6559
Max savings | 142810.6238
Ramp up period | 4
Ramp up per year | 25%
Average useful measure life | 12.6484
Level of penetration | HIGH
Program life (How long we will get new savings) | 8
Program start year | 2022
Program end year | 2030
Dominion 2019 Non-Residential Sales | 40170911
Level of penetration for Non-Residential Small Business (% Dominion sector sales)
Low | 0.1002%
Medium | 0.2038%
High | 0.3555%
Cost ($/ MWh) Non-Residential Small Business | 251.6805

## Lg Energy Users
Proposed Large Energy Users
Year | 2020 | 2021 | 2022 | 2023 | 2024 | 2025 | 2026 | 2027 | 2028 | 2029 | 2030 | 2031
Ramp-up Period | 0 | 0 | 0 | 0 | 1 | 2 | 3 | 4 | 4 | 4 | 4 | 4
Program life | 0 | 0 | 0 | 0 | 1 | 2 | 3 | 4 | 5 | 6 | 7 | 8
Ramp-up Savings | 0 | 0 | 0 | 0 | 14226.2648 | 28452.5296 | 42678.7944 | 56905.0592 | 56905.0592 | 56905.0592 | 56905.0592 | 56905.0592
Incremental annual savings | 0 | 0 | 0 | 18968.3531 | 33194.6179 | 47420.8827 | 61647.1474 | 75873.4122 | 75873.4122 | 75873.4122 | 0 | 0
Cumulative annual savings | 0 | 0 | 0 | 18968.3531 | 52162.9709 | 99583.8536 | 161231.001 | 237104.4133 | 312977.8255 | 388851.2377 | 388851.2377 | 388851.2377
Cumulative expired savings | 0 | 0 | 0 | 0 | 0 | 0 | 0 | 0 | 0 | 0 | 18968.3531 | 52162.9709
Total annual savings | 0 | 0 | 0 | 18968.3531 | 52162.9709 | 99583.8536 | 161231.001 | 237104.4133 | 312977.8255 | 388851.2377 | 369882.8847 | 336688.2668
Category 1 Large Energy Users
Total annual savings | 0 | 0 | 0 | 0 | 0 | 0 | 0 | 0 | 0 | 0 | 0 | 0
Incremental annual savings | 0 | 0 | 0 | 0 | 0 | 0 | 0 | 0 | 0 | 0 | 0 | 0
Total Large Energy Users
Total annual savings | 0 | 0 | 0 | 18968.3531 | 52162.9709 | 99583.8536 | 161231.001 | 237104.4133 | 312977.8255 | 388851.2377 | 369882.8847 | 336688.2668
Incremental annual savings | 0 | 0 | 0 | 18968.3531 | 33194.6179 | 47420.8827 | 61647.1474 | 75873.4122 | 75873.4122 | 75873.4122 | 0 | 0
Costs for Category 1 programs | 0 | 0 | 0 | 0 | 0 | 0 | 0 | 0 | 0 | 0 | 0 | 0
Costs for proposed programs | 0 | 0 | 0 | 4773965.4845 | 8354439.5979 | 11934913.7114 | 15515387.8248 | 19095861.9382 | 19095861.9382 | 19095861.9382 | 0 | 0
Total cost ($) | 0 | 0 | 0 | 4773965.4845 | 8354439.5979 | 11934913.7114 | 15515387.8248 | 19095861.9382 | 19095861.9382 | 19095861.9382 | 0 | 0
First year savings | 18968.3531
Max savings | 75873.4122
Ramp up period | 4
Ramp up per year | 25%
Average useful measure life | 7.38
Level of penetration | MED
Program life (How long we will get new savings) | 7
Program start year | 2023
Program end year | 2030
Dominion 2019 Non-Residential Sales | 40170911
Level of penetration for Large Energy Users (% Dominion sector sales)
Low | 0.05275%
Medium | 0.1889%
High | 0.3991%
Cost ($/ MWh) Large Energy Users | 251.6805